## QUOTATION
[13 empty] | MODULE WATTAGE | NO OF MODULE | TOTAL WP | TOTAL KW
[13 empty] | 630 | 24 | 15120 | 15.12
[11 empty] | SR NO | ITEM HEAD | ITEM TYPE | ITEM NAME | ITEM MAKE | DESCRIPTION | UNIT | RATE W/O GST | QTY | TOTAL | GST % | TOTAL GST | RATE WITH GST | ITEM HEAD
[11 empty] | 1 | SOLAR MODULE | TOPCON BI - FACIAL PV MODULE | TOPCON BI - FACIAL PV MODULE | ADANI | TOPCon (Tunnel Oxide Passivated Contact) bi-facial PV modules are next-generation high-efficiency solar panels that generate power from both front and rear surfaces. These modules utilize advanced n-type cell technology, offering higher efficiency, better low-light performance, and lower degradation rates compared to traditional PERC modules. With bifacial gain ranging from 5% to 25% depending on site conditions, TOPCon modules deliver superior energy output and long-term reliability—ideal for commercial, industrial, and utility-scale installations. | WP | 18 | 15120 | 272160 | 5% | 13608 | 285768 | SOLAR MODULE
[11 empty] | 2 | INVERTER | ON GRID | INV - 15 KW | SOLARYAAN | HIGH YIELD - Lower startup & wider MPPT voltage EASY AND USER FRIENDLY - Fast and easy commissioning via iSolarCloud App SAFE AND RELIABLE Build-in Type II DC & AC SPD C5 anti-corrosion & IP65 Remote firmware updates | Nos | 61000 | 1 | 61000 | 5% | 3050 | 64050 | INVERTER
[11 empty] | 3 | MODULE MOUNTING STRUCTURE | Elevated Structure | STR - HDGI 60 MICRON 60X40 | HINDUSTAR | 60 Micrones Hot Dip Galvanized (GI) pipes with 2MM Thickness are steel pipes coated with a layer of zinc through a hot-dip process, providing superior corrosion resistance and long-term durability. These pipes are commonly used in solar mounting structures due to their strength, weather resistance, and maintenance-free performance. Ideal for outdoor solar installations, GI pipes ensure structural stability and extended service life in diverse environmental conditions. | KG | 68 | 670 | 45560 | 18% | 8200.8 | 53760.8 | MODULE MOUNTING STRUCTURE
[11 empty] | 4 |  |  | STR - HDGI 60 MICRON 40X40 | HINDUSTAR | 60 Micrones Hot Dip Galvanized (GI) pipes with 2MM Thickness are steel pipes coated with a layer of zinc through a hot-dip process, providing superior corrosion resistance and long-term durability. These pipes are commonly used in solar mounting structures due to their strength, weather resistance, and maintenance-free performance. Ideal for outdoor solar installations, GI pipes ensure structural stability and extended service life in diverse environmental conditions. | KG | 67 | 670 | 44890 | 18% | 8080.2 | 52970.2
[11 empty] | 5 |  |  | STR - MONO RAIL | From reputed Manufacturer | The Solar Mono Rail Structure is a streamlined, single-rail mounting system designed for quick and secure installation of solar PV modules. Made from high-strength aluminum or galvanized steel, it offers lightweight construction, corrosion resistance, and structural stability. Ideal for rooftop and ground-mounted systems, mono rail structures reduce installation time and material usage while ensuring optimal panel alignment and wind resistance. | KW | 900 | 0 | 0 | 18% | 0 | 0
[11 empty] | 6 | BASE PLATE |  | MS - BASE PLATE 125X125 3 MM | MS MATERIAL | Supply and installation of MS Base Plate, size 125mm x 125mm x 3mm thickness (MS make), fabricated from mild steel with anti-corrosive coating. Suitable for mounting and anchoring of solar module structures on various surfaces. | NOS | 33 | 12 | 396 | 18% | 71.28 | 467.28 | BASE PLATE
[11 empty] | 7 | J BOULT |  | J BOULT - 60X40 | SS 304 MATERIAL | Supply and installation of J Bolt – size 60mm x 40mm (SS 304 make), manufactured from high-strength galvanized steel. Suitable for anchoring solar mounting structures securely to RCC rooftops or foundations, ensuring structural stability. | NOS | 13.5 | 96 | 1296 | 18% | 233.28 | 1529.28 | J BOULT
[11 empty] | 8 | ANCORE FASTNER |  | WEDGE ANCORE BOULT | SS 304 MATERIAL | Supply and installation of Wedge Anchor Bolt (SS 304 make), heavy-duty, galvanized steel fastener suitable for anchoring solar mounting structures to RCC surfaces. Provides high pull-out strength, durability, and long-term structural stability in rooftop solar installations. | NOS | 9.5 | 54 | 513 | 18% | 92.34 | 605.34 | ANCORE FASTNER
HI - TECH SOLAR SOLUTION Solutions You Can Trust. | [10 empty] | 9 | ACDB | 2 STAGE PROTECTION | ACDB - MCB+SPD | MCB - SCHNEIDER / LK (L&T) SPD - FINDER ENCLOSER - (Note - ABS used till 50-60 kW) | The AC Distribution Box (ACDB) is a vital component for managing and protecting the AC output from the solar inverter. It is equipped with: MCB & MCCB for short-circuit and overload protection SPD (Surge Protection Device) to guard against voltage surges This fully integrated ACDB ensures safe, stable, and efficient operation of solar power systems, suitable for residential, commercial, and industrial applications. | wp | 0.5 | 15120 | 7560 | 18% | 1360.8 | 8920.8 | ACDB
[11 empty] | 10 | DCDB | 2 STAGE PROTECTION | DCDB - DC MCB + SPD | DC MCB - SCHNEIDER / LK (L&T) SPD - FINDER | The DC Distribution Box (DCDB) is designed to protect and control the DC output from solar PV modules. It is equipped with: DC MCB (Miniature Circuit Breaker) for protection against overcurrent and short circuits SPD (Surge Protection Device) to protect against voltage surges and lightning-induced spikes This robust and weatherproof DCDB ensures the safe and reliable operation of the solar power system, enhancing overall system durability. | wp | 0.5 | 15120 | 7560 | 18% | 1360.8 | 8920.8 | DCDB
[11 empty] | 11 | LIGHTNING ARRESTOR | Conventional Lightning Arrestor | Conventional Lightning Arrestor | From reputed Manufacturer | Provides conical protection MOC. Copper with required Spikes for Building and Chimneys Protection | NOS | 3500 | 1 | 3500 | 18% | 630 | 4130 | LIGHTNING ARRESTOR
[11 empty] | 12 | EARTHING ROAD | COPPER BONDED SOLID ELECTRODE | ERTH - COPPER BONDED SOLID ELECTRODE | AS PER ISI STANDERD MENUFACTURER | Copper Bonded Earth rods made from high tensile low carbon steel by molecularly bonding 99.9% pure copper with a minimum coating thickness of 250 micron System is Corrosion resistant & rated for high fault currents Moisture booster chemical bags provided for low earth resistance Low maintenance on site | NOS | 500 | 3 | 1500 | 18% | 270 | 1770 | EARTHING ROAD
[11 empty] | 13 | DC CABLE | DC CABLE | DC 1C X 6.0 SQMM CU.FLEX CABLE | APAR / POLYCAB / RR KABEL / HAVELLS | Supply and laying of DC 1 Core x 6.0 sqmm copper flexible cable (Apar / Polycab / RR Kabel / Havells make), XLPE insulated, UV and weather resistant, suitable for interconnection of solar PV modules and DC circuits. Ensures high conductivity, low voltage drop, and long-term outdoor durability. | MTR | 80 | 150 | 12000 | 18% | 2160 | 14160 | DC CABLE
[11 empty] | 14 | AC CABLE | AC CABLE | AC 4 C X 16 SQMM AL.ARM CABLE | APAR / POLYCAB / RR KABEL / HAVELLS | Supply and laying of AC 4 Core x 16 sqmm Aluminium Armoured Cable (Apar / Polycab / RR Kabel / Havells make), XLPE insulated, PVC sheathed, heavy-duty cable suitable for underground or outdoor AC power transmission in solar power systems. Offers mechanical protection, thermal endurance, and reliable performance under load conditions. | MTR | 126.1 | 100 | 12610 | 18% | 2269.8 | 14879.8 | AC CABLE
[11 empty] | 15 | AC CABLE- 2 | AC CABLE- 2 | AC 3.5 C X 185 SQMM AL.ARM CABLE | APAR / POLYCAB / RR KABEL / HAVELLS | Supply and laying of AC 3.5 Core x 185 sqmm Aluminium Armoured Cable (Apar / Polycab / RR Kabel / Havells make), XLPE insulated, PVC sheathed, heavy-duty cable suitable for LT power distribution in large-scale solar installations. Ensures high current-carrying capacity, robust mechanical protection, and reliable performance in outdoor and underground applications under continuous load. | MTR | 802.88 | 0 | 0 | 18% | 0 | 0 | AC CABLE- 2
[11 empty] | 16 | EARTHING CABLE / STRIP | EARTHING CABLE / STRIP | ERTH 1 C X 4.0 SQMM CU CABLE | INDOCAB | Supply and laying of Earth 1 Core x 4.0 sqmm Copper Cable, PVC insulated, single-core, suitable for effective grounding of solar PV structures and equipment. Provides excellent conductivity, mechanical strength, and reliable fault current dissipation for enhanced system safety. | MTR | 40.341 | 200 | 8068.2 | 18% | 1452.276 | 9520.476 | EARTHING CABLE / STRIP
Detailed Techno-Commercial Proposal | [10 empty] | 17 | LA CABLE / STRIP | LA CABLE / STRIP | ERTH 1 C X 16 SQMM ALM.FLEX CABLE | KANBERY / FLEXGUARD / GEONOM | Supply and laying of Earth 1 Core x 16 sqmm Aluminium Flexible Cable, PVC insulated, suitable for earthing of solar structures and LT panels. Provides cost-effective grounding solution with adequate conductivity and flexibility for reliable fault current dissipation and system safety. | MTR | 20 | 100 | 2000 | 18% | 360 | 2360 | LA CABLE / STRIP
[11 empty] | 18 | CABLE TRAY | CABLE TRAY | FRP Cable TraySize: (W) 50mm x(H)50mm x (T)3mm | FRP | Supply and installation of FRP Cable Tray, size 50mm (W) x 50mm (H) x 3mm (T) – FRP make, corrosion-resistant, UV-stabilized, and lightweight. Suitable for safe and durable routing of DC/AC cables in solar power installations under harsh outdoor conditions. | MTR | 230 | 0 | 0 | 18% | 0 | 0 | CABLE TRAY
[11 empty] | 19 | CONDUITE | CONDUITE | 35MM PVC CONDUITE | VARDHMAN | Supply and laying of 35mm PVC Conduit, ISI-marked, heavy-duty, UV-resistant and weatherproof, suitable for secure routing and protection of multiple AC/DC cables in solar power installations, both rooftop and ground-mounted. | NOS | 110 | 50 | 5500 | 18% | 990 | 6490 | CONDUITE
15.12 |  |  | Kwp Roof top Solar System | [7 empty] | 20 | WALK WAY | WALK WAY | FRP Solar Walkway - Size: (W) 272mm x (L)3660mm x (H)25mm,Mesh Size: 38mm x 38mm | FRP | Supply and installation of FRP Solar Walkway, size 272mm (W) x 3660mm (L) x 25mm (H), with mesh size 38mm x 38mm. Made from corrosion-resistant, UV-stabilized fiber-reinforced plastic, suitable for safe and durable access pathways between solar module rows on rooftops or ground-mounted structures. | MTR | 370 | 27.12 | 10034.4 | 18% | 1806.192 | 11840.592 | WALK WAY
[11 empty] | 21 | MC4 CONNECTOR | MC4 CONNECTOR | MC4 CONNECTORS | NIGBO | Supply and installation of MC4 connectors, UV-resistant and IP67-rated, suitable for secure and weatherproof DC cable connections in solar PV systems. Ensures reliable plug-and-play connectivity between solar modules and string cables with minimal power loss. | NOS | 32 | 10 | 320 | 18% | 57.6 | 377.6 | MC4 CONNECTOR
[11 empty] | 22 | ISOLATION | ISOLATION | ISOLATOR SWITCH |  |  | RS/WATT | 0.1 | 15120 | 1512 | 18% | 272.16 | 1784.16 | ISOLATION
| Client Name : |  |  | LAND MARK | [6 empty] | 23 | FOUNDATION BLOCK |  |  | HTSS SCOPE | RCC Foundation Block – 400x400x400 mm, M25 grade concrete | NOS | 300 | 8 | 2400 | 18% | 432 | 2832 | FOUNDATION BLOCK
[11 empty] | 24 | OTHER MISS. ITEM |  |  |  |  | RS/WATT | 0.2 | 15120 | 3024 | 18% | 544.32 | 3568.32 | OTHER MISS. ITEM
| Prepared for : |  |  | LAND MARK | [6 empty] | 25 | Transport |  |  |  |  | LS | 0.3 | 15120 | 4536 | 18% | 816.48 | 5352.48 | Transport
[11 empty] | 26 | Installation Charges |  |  |  |  | KW | 1700 | 15.12 | 25704 | 18% | 4626.72 | 30330.72 | Installation Charges
| Customer Contact Person : | [9 empty] | 27 | IFP CHARGES |  |  |  |  | RS/KW | 350 | 15.12 | 5292 | 18% | 952.56 | 6244.56 | IFP CHARGES
[11 empty] | 28 | EARTHING BOARING CHARGES |  |  |  |  | NOS | 0 | 6 | 0 | 18% | 0 | 0 | EARTHING BOARING CHARGES
| Type of Consumer: |  |  | LT Consumet | [6 empty] | 29 | SUB TOTAL | [5 empty] | 70271.921 |  | 538935.6 | 18% | 53697.608 | 592633.208 | SUB TOTAL
[11 empty] | 30 | COMMISSIONING AND TESTING | [10 empty] | 15% | COMMISSIONING AND TESTING
| Consumer Number : | [9 empty] | 31 | [11 empty] | 88894.9812
[11 empty] | 32 | FINAL VALUE | [10 empty] | 681528.1892 | FINAL VALUE
| Prepared by : |  |  | Er. Ilyas Kaydawala
| HTSS Contact Person Name & Contact Numbers |  |  | Mr. Ilyas Kaydawala |  |  | 8140535380 | 8140535380
|  |  |  | Mr. Ammar Kotawala |  |  | 8128491230 | 8128491230
|  |  |  | Mr. Husain Kotawala |  |  | 7069822153 | 7069822153
Mob: +91-8140535380, Email : hitechsolarsolu@gmail.com
| Date of Issue : |  |  | 2026-01-21
| Valid Till Date : |  |  | 10 Days from date of issue.
Executive Summary:
We are pleased to present our proposal for the installation of a solar power plant at your facility. This project is designed to help your organization reduce electricity costs, lower carbon emissions, and move towards long-term energy sustainability. Our comprehensive solution covers all aspects of the project—from design and procurement to installation, commissioning, and post-installation support. By partnering with us, you gain access to industry-leading technology, quality workmanship, and professional project management. The solar power system will be installed as per applicable regulations and safety standards, and is structured to operate efficiently over its entire lifecycle. Our team ensures seamless coordination with local authorities and utility providers to facilitate net metering and necessary approvals. This proposal outlines the commercial terms, implementation plan, warranty coverage, and after-sales support details. It reflects our commitment to delivering reliable, cost-effective, and environmentally responsible energy solutions tailored to your business needs. We look forward to working with you and contributing to your sustainability goals.
Description of Services:
We propose to provide the following services for the installation of a solar plant:
Engineering Detailed site survey and feasibility analysis. & Design of the solar power plant, including electrical and structural engineering. Procurement Procurement of all necessary components and materials, including: Solar PV modules, Inverters (string or central), Mounting structures, Cables, connectors, and junction boxes, switchgear, and protection systems All components shall comply with applicable quality standards (e.g., BIS, IEC). Construction & Installation Civil and structural works, including foundations and mounting systems, Mechanical installation of modules and mounting structures, Electrical installation, including cabling, inverter integration, earthing, and lightning protection & Synchronization with the grid as per DISCOM/CEIG guidelines. Testing & Commissioning Pre-commissioning checks and testing of all systems, System energization and performance testing, Grid synchronization and approvals from relevant authorities & Preparation and submission of commissioning reports. Testing and Commissioning: We will conduct rigorous testing procedures to ensure the proper functioning of the solar plant before commissioning it for regular operation. Training and Support: We will provide training sessions for your staff on the operation and maintenance of the solar plant. &Additionally, we offer ongoing technical support and maintenance services. Documentation & Approvals Assistance in obtaining necessary statutory approvals (e.g., CEIG, DISCOM, net metering). Preparation of As-Built drawings and final project reports & Warranty certificates, performance guarantees, and handover documents.
Technical Proposal :
Sr No | Parameter |  |  | Description |  |  | Remarks
1 | System Size |  |  | 15.12Kwp
2 | System Type |  |  | On Grid
3 | Required Area |  |  | 756 Sqft Minimum
4 | Module Type |  |  | 630WpTOPCON BI - FACIAL PV MODULE |  |  | 600WP
| Module Make & Rating |  |  | ADANI |  |  | Data sheet Attached
| Module Efficiency |  |  | 21.38%
| Product Warranty |  |  | 30 years |  |  | Linear Power Warranty for 30 years with 2% for 1st year degradation and 0.5% from year 2 to year 30
5 | Inverter Type |  |  | ON GRID |  |  | Maximum AC power of 15 kW, a nominal AC power of 10 kW, and a maximum efficiency of 97 %
| Inverter Make & Rating |  |  | INV - 15 KW |  |  | Data sheet Attached
| Inverter Warranty Coverage |  |  | 5 years from Manufacturer
6 | Type Of Module Mounting Structure |  |  | Elevated Structure |  |  | Wind Speed Resistance as per IS 875: up to 120 kmph
| Structure Hight (If Elevated Structure) |  |  | 10 ft At South , 8 Ft At North
7 | Array Layout |  |  | South Facing, 14° Tilt , Portrait orientation
8 | Type of ACDB Box |  |  | 2 STAGE PROTECTION
9 | Type of DCDB Box |  |  | 2 STAGE PROTECTION
10 | Type of Lightning Arrestor |  |  | Conventional Lightning Arrestor
11 | Type of Earthing Road |  |  | COPPER BONDED SOLID ELECTRODE
12 | Monitoring System |  |  | Remote Monitoring System (Wi-Fi/GPRS), Web & Mobile Interface
13 | Net Metering Provision |  |  | System compatible and provision for Net Metering as per DISCOM norms
14 | Expected Generation(Unit/Day) |  |  | 60.48 |  |  | 4 | Units/Day/Kw (Generation Guarantee Up to 90%)
15 | Approvals & Compliance |  |  | MNRE, DISCOM, CEIG, IEC/BIS Standards
16 | Project Completion Timeline |  |  | 8 - 10 Weeks from Advance and Site Readiness
A Billing of Quantities
Sr No | Item Name |  | Make |  | Description |  |  | Unit | Quantity
1 | SOLAR MODULE |  | PAHAL |  | TOPCon (Tunnel Oxide Passivated Contact) bi-facial PV modules are next-generation high-efficiency solar panels that generate power from both front and rear surfaces. These modules utilize advanced n-type cell technology, offering higher efficiency, better low-light performance, and lower degradation rates compared to traditional PERC modules. With bifacial gain ranging from 5% to 25% depending on site conditions, TOPCon modules deliver superior energy output and long-term reliability—ideal for commercial, industrial, and utility-scale installations. |  |  | Nos | 24
2 | INVERTER |  | SOLARYAAN |  | HIGH YIELD - Lower startup & wider MPPT voltage EASY AND USER FRIENDLY - Fast and easy commissioning via iSolarCloud App SAFE AND RELIABLE Build-in Type II DC & AC SPD C5 anti-corrosion & IP65 Remote firmware updates |  |  | Nos | 1
3 | MODULE MOUNTING STRUCTURE |  | HINDUSTAR |  | 60 Micrones Hot Dip Galvanized (GI) pipes with 2MM Thickness are steel pipes coated with a layer of zinc through a hot-dip process, providing superior corrosion resistance and long-term durability. These pipes are commonly used in solar mounting structures due to their strength, weather resistance, and maintenance-free performance. Ideal for outdoor solar installations, GI pipes ensure structural stability and extended service life in diverse environmental conditions. |  |  | KG | 1340
4 | MAIN AC DISTRIBUTION BOX |  | MCB - SCHNEIDER / LK (L&T) SPD - FINDER ENCLOSER - (Note - ABS used till 50-60 kW) |  | The AC Distribution Box (ACDB) is a vital component for managing and protecting the AC output from the solar inverter. It is equipped with: MCB & MCCB for short-circuit and overload protection SPD (Surge Protection Device) to guard against voltage surges This fully integrated ACDB ensures safe, stable, and efficient operation of solar power systems, suitable for residential, commercial, and industrial applications. |  |  | NOS | 1
5 | DC DISTRIBUTION BOX |  | DC MCB - SCHNEIDER / LK (L&T) SPD - FINDER |  | The DC Distribution Box (DCDB) is designed to protect and control the DC output from solar PV modules. It is equipped with: DC MCB (Miniature Circuit Breaker) for protection against overcurrent and short circuits SPD (Surge Protection Device) to protect against voltage surges and lightning-induced spikes This robust and weatherproof DCDB ensures the safe and reliable operation of the solar power system, enhancing overall system durability. |  |  | NOS | 1
6 | ESE LIGHTING ARRESTOR |  | Conventional Lightning Arrestor |  | Provides conical protection MOC. Copper with required Spikes for Building and Chimneys Protection |  |  | NOS | 1
7 | EARTHING ROAD |  | ERTH - COPPER BONDED SOLID ELECTRODE |  | Copper Bonded Earth rods made from high tensile low carbon steel by molecularly bonding 99.9% pure copper with a minimum coating thickness of 250 micron System is Corrosion resistant & rated for high fault currents Moisture booster chemical bags provided for low earth resistance Low maintenance on site |  |  | NOS | 3
8 | DC CABLE |  | APAR / POLYCAB / RR KABEL / HAVELLS |  | Supply and laying of DC 1 Core x 6.0 sqmm copper flexible cable (Apar / Polycab / RR Kabel / Havells make), XLPE insulated, UV and weather resistant, suitable for interconnection of solar PV modules and DC circuits. Ensures high conductivity, low voltage drop, and long-term outdoor durability. |  |  | Meter | 150
9 | AC CABLE |  | APAR / POLYCAB / RR KABEL / HAVELLS |  | Supply and laying of AC 4 Core x 16 sqmm Aluminium Armoured Cable (Apar / Polycab / RR Kabel / Havells make), XLPE insulated, PVC sheathed, heavy-duty cable suitable for underground or outdoor AC power transmission in solar power systems. Offers mechanical protection, thermal endurance, and reliable performance under load conditions. |  |  | Meter | 100
10 | AC CABLE- 2 |  | APAR / POLYCAB / RR KABEL / HAVELLS |  | Supply and laying of AC 3.5 Core x 185 sqmm Aluminium Armoured Cable (Apar / Polycab / RR Kabel / Havells make), XLPE insulated, PVC sheathed, heavy-duty cable suitable for LT power distribution in large-scale solar installations. Ensures high current-carrying capacity, robust mechanical protection, and reliable performance in outdoor and underground applications under continuous load. |  |  | Meter | 0
11 | EARTHING CABLE / STRIP |  | INDOCAB |  | Supply and laying of Earth 1 Core x 4.0 sqmm Copper Cable, PVC insulated, single-core, suitable for effective grounding of solar PV structures and equipment. Provides excellent conductivity, mechanical strength, and reliable fault current dissipation for enhanced system safety. |  |  | KG/METER | 200
12 | LA CABLE / STRIP |  | KANBERY / FLEXGUARD / GEONOM |  | Supply and laying of Earth 1 Core x 16 sqmm Aluminium Flexible Cable, PVC insulated, suitable for earthing of solar structures and LT panels. Provides cost-effective grounding solution with adequate conductivity and flexibility for reliable fault current dissipation and system safety. |  |  | KG/METER | 100
13 | CABLE TRAY |  | FRP |  | Supply and installation of FRP Cable Tray, size 50mm (W) x 50mm (H) x 3mm (T) – FRP make, corrosion-resistant, UV-stabilized, and lightweight. Suitable for safe and durable routing of DC/AC cables in solar power installations under harsh outdoor conditions. |  |  | MTR | 0
14 | WALK WAY |  | FRP |  | Supply and installation of FRP Solar Walkway, size 272mm (W) x 3660mm (L) x 25mm (H), with mesh size 38mm x 38mm. Made from corrosion-resistant, UV-stabilized fiber-reinforced plastic, suitable for safe and durable access pathways between solar module rows on rooftops or ground-mounted structures. |  |  | MTR | 27.12
15 | FOUNDATION BLOCK |  | HTSS SCOPE |  | RCC Foundation Block – 400x400x400 mm, M25 grade concrete |  |  | NOS | 8
16 | Fire & Safety |  |  |  | Fire Extinguisher & Sign Bord Marking |  |  | Nos | As Per Required
17 | INSTALLATION & COMMISSIONING |  |  |  | Hi – Tech Solar Solution Scope
Scope of Work Matrix: Rooftop Solar Power Plant
Sr No | Work Item / Activity |  |  | Responsibility |  | Remarks
1 | Project Development & Engineering
1.1 | Feasibility Study (technical & financial) | Feasibility Study (technical & financial) | Feasibility Study (technical & financial) | Consumer with EPC Contractor | Consumer with EPC Contractor | Can be jointly discussed with EPC. | Can be jointly discussed with EPC. | Can be jointly discussed with EPC. | Can be jointly discussed with EPC.
1.2 | Site Survey & Assessment | Site Survey & Assessment | Site Survey & Assessment | EPC Contractor | EPC Contractor | Includes structural and electrical feasibility. | Includes structural and electrical feasibility. | Includes structural and electrical feasibility. | Includes structural and electrical feasibility.
1.3 | System Design & Engineering Drawings | System Design & Engineering Drawings | System Design & Engineering Drawings | EPC Contractor | EPC Contractor | Electrical SLD, layout, shadow analysis, etc. | Electrical SLD, layout, shadow analysis, etc. | Electrical SLD, layout, shadow analysis, etc. | Electrical SLD, layout, shadow analysis, etc.
1.4 | Statutory and Safety Compliance (design level) | Statutory and Safety Compliance (design level) | Statutory and Safety Compliance (design level) | EPC Contractor | EPC Contractor | Must follow MNRE, DISCOM, CEIG norms. | Must follow MNRE, DISCOM, CEIG norms. | Must follow MNRE, DISCOM, CEIG norms. | Must follow MNRE, DISCOM, CEIG norms.
1.5 | Land Levelling and Grading/Tree Cutting | Land Levelling and Grading/Tree Cutting | Land Levelling and Grading/Tree Cutting | Consumer | Consumer | In Consumer Scope | In Consumer Scope | In Consumer Scope | In Consumer Scope
1.6 | Cable Trenches | Cable Trenches | Cable Trenches | Consumer | Consumer | Existing Trenches considered | Existing Trenches considered | Existing Trenches considered | Existing Trenches considered
1.7 | Control Rooms (RCC/PEB) | Control Rooms (RCC/PEB) | Control Rooms (RCC/PEB) | Consumer | Consumer | Existing Covered Space in Control Room considered | Existing Covered Space in Control Room considered | Existing Covered Space in Control Room considered | Existing Covered Space in Control Room considered
1.8 | Water Drainage | Water Drainage | Water Drainage | Consumer | Consumer | In Customer Scope. Existing Drainage Considered | In Customer Scope. Existing Drainage Considered | In Customer Scope. Existing Drainage Considered | In Customer Scope. Existing Drainage Considered
1.9 | Water and Electricity | Water and Electricity | Water and Electricity | Consumer | Consumer | Supply of Free Water and Free Electricity in Customer Scope. during I&C and O&M (If Appl.) | Supply of Free Water and Free Electricity in Customer Scope during I&C and O&M (If Appl.) | Supply of Free Water and Free Electricity in Customer Scope during I&C and O&M (If Appl.) | Supply of Free Water and Free Electricity in Customer Scope during I&C and O&M (If Appl.)
2 | Procurement & Supply
2.1 | Procurement of Solar Modules (approved make) | Procurement of Solar Modules (approved make) | Procurement of Solar Modules (approved make) | EPC Contractor | EPC Contractor | Must meet MNRE ALMM list and BIS norms. | Must meet MNRE ALMM list and BIS norms. | Must meet MNRE ALMM list and BIS norms. | Must meet MNRE ALMM list and BIS norms.
2.2 | Procurement of Inverters | Procurement of Inverters | Procurement of Inverters | EPC Contractor | EPC Contractor | Must meet DISCOM & MNRE specs. | Must meet DISCOM & MNRE specs. | Must meet DISCOM & MNRE specs. | Must meet DISCOM & MNRE specs.
2.3 | Procurement of Mounting Structures | Procurement of Mounting Structures | Procurement of Mounting Structures | EPC Contractor | EPC Contractor | Corrosion-resistant (hot dip galvanized). | Corrosion-resistant (hot dip galvanized). | Corrosion-resistant (hot dip galvanized). | Corrosion-resistant (hot dip galvanized).
2.4 | Cables, Junction Boxes, Earthing Material | Cables, Junction Boxes, Earthing Material | Cables, Junction Boxes, Earthing Material | EPC Contractor | EPC Contractor | IS-compliant cables and materials. | IS-compliant cables and materials. | IS-compliant cables and materials. | IS-compliant cables and materials.
2.5 | Transportation to Site | Transportation to Site | Transportation to Site | EPC Contractor | EPC Contractor | Delivered to consumer site. | Delivered to consumer site. | Delivered to consumer site. | Delivered to consumer site.
3 | Installation & Construction
3.1 | Module Mounting Structure Installation | Module Mounting Structure Installation | Module Mounting Structure Installation | EPC Contractor | EPC Contractor | Based on roof type (RCC, sheet metal, etc.). | Based on roof type (RCC, sheet metal, etc.). | Based on roof type (RCC, sheet metal, etc.). | Based on roof type (RCC, sheet metal, etc.).
3.2 | Module Installation | Module Installation | Module Installation | EPC Contractor | EPC Contractor | Including alignment and clamping. | Including alignment and clamping. | Including alignment and clamping. | Including alignment and clamping.
3.3 | Inverter & Electrical Panel Installation | Inverter & Electrical Panel Installation | Inverter & Electrical Panel Installation | EPC Contractor | EPC Contractor | Includes ACDB, DCDB, SPD, meters, etc. | Includes ACDB, DCDB, SPD, meters, etc. | Includes ACDB, DCDB, SPD, meters, etc. | Includes ACDB, DCDB, SPD, meters, etc.
3.4 | Earthing, Lightning Protection System | Earthing, Lightning Protection System | Earthing, Lightning Protection System | EPC Contractor | EPC Contractor | Minimum 2 earth pits per inverter. | Minimum 2 earth pits per inverter. | Minimum 2 earth pits per inverter. | Minimum 2 earth pits per inverter.
3.5 | Cable Laying and Termination | Cable Laying and Termination | Cable Laying and Termination | EPC Contractor | EPC Contractor | As per standard cable routing practices. | As per standard cable routing practices. | As per standard cable routing practices. | As per standard cable routing practices.
3.6 | ACDB to Client LT Panel (AC Cabling) | ACDB to Client LT Panel (AC Cabling) | ACDB to Client LT Panel (AC Cabling) | EPC Contractor | EPC Contractor | All AC Cables above 16 mm2: 1.1KV Al conductor (Class-2), GS Armoured, XLPE Insulation, PVC outer sheath Cable. | All AC Cables above 16 mm2: 1.1KV Al conductor (Class-2), GS Armoured, XLPE Insulation, PVC outer sheath Cable. | All AC Cables above 16 mm2: 1.1KV Al conductor (Class-2), GS Armoured, XLPE Insulation, PVC outer sheath Cable. | All AC Cables above 16 mm2: 1.1KV Al conductor (Class-2), GS Armoured, XLPE Insulation, PVC outer sheath Cable.
3.7 | Client LT Panel to Client HT Panel (AC Cabling) | Client LT Panel to Client HT Panel (AC Cabling) | Client LT Panel to Client HT Panel (AC Cabling) | DISCOM |  | N/A | N/A | N/A | N/A
3.8 | Cable Tray/ Conduits with supporting structures | Cable Tray/ Conduits with supporting structures | Cable Tray/ Conduits with supporting structures | EPC Contractor | EPC Contractor | Conduits have been considered for DC/AC cable Routing | Conduits have been considered for DC/AC cable Routing | Conduits have been considered for DC/AC cable Routing | Conduits have been considered for DC/AC cable Routing
3.9 | HT Panel | HT Panel | HT Panel | N/A | N/A | Evacuation considered at LT Panel of same building @415V | Evacuation considered at LT Panel of same building @415V | Evacuation considered at LT Panel of same building @415V | Evacuation considered at LT Panel of same building @415V
3.1 | Step-Up Transf. & Accessories | Step-Up Transf. & Accessories | Step-Up Transf. & Accessories | N/A | N/A | Evacuation considered at LT Panel of same building @415V | Evacuation considered at LT Panel of same building @415V | Evacuation considered at LT Panel of same building @415V | Evacuation considered at LT Panel of same building @415V
3.11 | Module Cleaning System | Module Cleaning System | Module Cleaning System | Consumer | Consumer | In Consumer Scope
3.12 | Hand Rail | Hand Rail | Hand Rail | Consumer | Consumer | Handrail/Parapet Walls on RCC Roofs in Customer Scope. | Handrail/Parapet Walls on RCC Roofs in Customer Scope. | Handrail/Parapet Walls on RCC Roofs in Customer Scope. | Handrail/Parapet Walls on RCC Roofs in Customer Scope.
3.13 | Staircase/Monkey Ladder | Staircase/Monkey Ladder | Staircase/Monkey Ladder | Consumer | Consumer | Site Access (Staircase) in Customer Scope | Site Access (Staircase) in Customer Scope | Site Access (Staircase) in Customer Scope | Site Access (Staircase) in Customer Scope
3.14 | PV-DG Controller | PV-DG Controller | PV-DG Controller | Consumer | Consumer | Not Considered in any form ie. RPR/ Fuel Saver PLC Based PVDG Controller, etc. | Not Considered in any form ie. RPR/ Fuel Saver PLC Based PVDG Controller, etc. | Not Considered in any form ie. RPR/ Fuel Saver PLC Based PVDG Controller, etc. | Not Considered in any form ie. RPR/ Fuel Saver PLC Based PVDG Controller, etc.
3.6 | Civil Works (if required) | Civil Works (if required) | Civil Works (if required) | EPC Contractor | EPC Contractor | Pedestals, cable trenching (if needed). | Pedestals, cable trenching (if needed). | Pedestals, cable trenching (if needed). | Pedestals, cable trenching (if needed).
4 | Grid Connection & Net Metering
4.1 | Liaisoning with DISCOM for Grid Approval | Liaisoning with DISCOM for Grid Approval | Liaisoning with DISCOM for Grid Approval | EPC Contractor (mostly) | EPC Contractor (mostly) | Consumer may assist in document signatures. | Consumer may assist in document signatures. | Consumer may assist in document signatures. | Consumer may assist in document signatures.
4.2 | Application for Net Metering | Application for Net Metering | Application for Net Metering | EPC Contractor (with Consumer) | EPC Contractor (with Consumer) | Consumer’s documents like PAN, Aadhaar needed. | Consumer’s documents like PAN, Aadhaar needed. | Consumer’s documents like PAN, Aadhaar needed. | Consumer’s documents like PAN, Aadhaar needed.
4.3 | Procurement of Bi-directional meter, Modem And Meter Box | Application for Net Metering | Application for Net Metering | Consumer (With EPC Contractor) | EPC Contractor (with Consumer) | Only Applicable In HT Consumers. | Consumer’s documents like PAN, Aadhaar needed. | Consumer’s documents like PAN, Aadhaar needed. | Consumer’s documents like PAN, Aadhaar needed.
4.4 | Installation of Net Meter | Installation of Net Meter | Installation of Net Meter | DISCOM (coordinated by EPC) | DISCOM (coordinated by EPC) | EPC will ensure DISCOM visit and coordination. | EPC will ensure DISCOM visit and coordination. | EPC will ensure DISCOM visit and coordination. | EPC will ensure DISCOM visit and coordination.
4.5 | CEIG Approval (if required) | CEIG Approval (if required) | CEIG Approval (if required) | EPC Contractor (with Consumer) | EPC Contractor (with Consumer) | Required for capacity >10kW in Gujarat. | Required for capacity >10kW in Gujarat. | Required for capacity >10kW in Gujarat. | Required for capacity >10kW in Gujarat.
5 | Testing & Commissioning
5.1 | System Testing (insulation, polarity, continuity, etc.) | System Testing (insulation, polarity, continuity, etc.) | System Testing (insulation, polarity, continuity, etc.) | EPC Contractor | EPC Contractor | Complete testing prior to energization. | Complete testing prior to energization. | Complete testing prior to energization. | Complete testing prior to energization.
5.2 | Synchronization with Grid | Synchronization with Grid | Synchronization with Grid | EPC Contractor | EPC Contractor | In coordination with DISCOM. | In coordination with DISCOM. | In coordination with DISCOM. | In coordination with DISCOM.
5.3 | Final Commissioning | Final Commissioning | Final Commissioning | EPC Contractor | EPC Contractor | Post-approval and net meter installation. | Post-approval and net meter installation. | Post-approval and net meter installation. | Post-approval and net meter installation.
6 | Documentation & Handover
6.1 | Submission of Final Drawings & Technical Documents | Submission of Final Drawings & Technical Documents | Submission of Final Drawings & Technical Documents | EPC Contractor | EPC Contractor | Includes SLDs, datasheets, manuals. | Includes SLDs, datasheets, manuals. | Includes SLDs, datasheets, manuals. | Includes SLDs, datasheets, manuals.
6.2 | Warranty Certificates | Warranty Certificates | Warranty Certificates | EPC Contractor | EPC Contractor | For modules, inverters, BOS items. | For modules, inverters, BOS items. | For modules, inverters, BOS items. | For modules, inverters, BOS items.
6.3 | O&M Manual & Training to Consumer Staff | O&M Manual & Training to Consumer Staff | O&M Manual & Training to Consumer Staff | EPC Contractor | EPC Contractor | Brief on periodic maintenance & troubleshooting. | Brief on periodic maintenance & troubleshooting. | Brief on periodic maintenance & troubleshooting. | Brief on periodic maintenance & troubleshooting.
7 | Operation & Maintenance
7.1 | O&M Responsibility (5 year free O&M typically) | O&M Responsibility (5 year free O&M typically) | O&M Responsibility (5 year free O&M typically) | EPC Contractor | EPC Contractor | Optional extension through AMC. | Optional extension through AMC. | Optional extension through AMC. | Optional extension through AMC.
7.2 | Performance Monitoring System | Performance Monitoring System | Performance Monitoring System | EPC Contractor | EPC Contractor | Remote monitoring (Wi-Fi/GPRS) for real-time data. | Remote monitoring (Wi-Fi/GPRS) for real-time data. | Remote monitoring (Wi-Fi/GPRS) for real-time data. | Remote monitoring (Wi-Fi/GPRS) for real-time data.
8 | Commercial Aspects
8.1 | Project Financing | Project Financing | Project Financing | Consumer | Consumer | Unless provided by EPC under RESCO/lease. | Unless provided by EPC under RESCO/lease. | Unless provided by EPC under RESCO/lease. | Unless provided by EPC under RESCO/lease.
8.2 | Insurance of Plant (during & post-installation) | Insurance of Plant (during & post-installation) | Insurance of Plant (during & post-installation) | Consumer | Consumer | in consumer scope | in consumer scope | in consumer scope | in consumer scope
8.3 | Payment Terms | Payment Terms | Payment Terms | Consumer | Consumer | As per contract milestones. | As per contract milestones. | As per contract milestones. | As per contract milestones.
8.4 | Transportation | Payment Terms | Payment Terms | EPC Contractor | EPC Contractor | Include in EPC Contractor Scope. | As per contract milestones. | As per contract milestones. | As per contract milestones.
8.5 | Payment Terms | Payment Terms | Payment Terms | Consumer | Consumer | As per contract milestones. | As per contract milestones. | As per contract milestones. | As per contract milestones.
Technical Considerations – Hi-Tech Solar Solution
At Hi-Tech Solar Solution, we bring tailored engineering insight and practical foresight into every solar installation. For this proposal, we’ve crafted the following project assumptions and guidelines to ensure seamless delivery, performance, and compliance.
System Design Overview
• The proposed solar PV system aligned with prevailing state net metering policies. The final rating may be fine-tuned during the detailed design phase. Any change in site conditions or reduction in total capacity (beyond 5%) may result in a project cost revision. • Power generated will be evacuated at 415V through the LT panel of the same building, ensuring localized integration and minimal loss. • Module tilts are assumed at 10°, or as per the natural slope of the mounting surface, optimizing seasonal sun tracking.
Installation & Materials Approach
• All components will adhere to Hi-Tech Solar Solution’s approved brand list. However, in rare cases of non-availability, equivalent alternatives of matching quality may be considered, subject to mutual agreement. • The installation area must remain completely shadow-free throughout the day. Customers are requested to ensure any nearby obstructions—such as trees or structures—are cleared before execution and remain so during the lifespan of the project. • No interference (like chemical discharge, obstruction of light, or overheating of the site) should occur that could hinder solar performance. The system relies on consistent, unshaded solar exposure to meet expected generation benchmarks.
Infrastructure & Site Readiness
• Hi-Tech Solar Solution will supply appropriate switchgear and protection devices; however, the customer is expected to provide feeder panels or enclosures required to house these elements at their LT side. • Any alteration in technical specifications or layout requested after the bid phase (or during site assessment) will be evaluated for commercial impact and may affect the total cost. • The design includes AC cabling up to the inverter ACDB. Cable lengths beyond BOQ meters (from ACDB to LT panel) will incur additional charges based on the extra meterage. • For efficient execution, the customer must ensure clear and safe access to the installation location. This includes providing ladders, scaffoldings, and any required paths for movement of materials and personnel.
Execution Terms
• This is a turnkey project. All unused or surplus materials post-commissioning shall be returned to Hi-Tech Solar Solution. • Regulatory approvals like CEIG and Net Metering (in accordance with the state's current regulations) fall within our scope. If additional permissions are needed, they’ll be handled based on agreed terms. • While Hi-Tech Solar solution will pursue approvals diligently, we are not responsible for delays caused by government bodies or utilities. Any such delays do not constitute grounds for penalties or payment withholding. • The customer is expected to support the approval process by providing required documents—such as existing CEIG-approved drawings and utility NOCs. • Any statutory fees, hardware upgrades, or extra charges mandated by DISCOM or authorities will be borne by the customer.
Commissioning & Performance Definitions
• Commissioning refers to the date the system begins delivering power at the defined delivery point. • In some cases, where mechanical installation is completed but final commissioning is delayed due to customer-side infrastructure, it will be considered as “Deemed Commissioning.” • The Delivery Point for energy transfer is defined as the ACDB of the solar plant, which is connected to the customer’s LT electrical panel.
What’s Not Included
• Permanent rooftop access (e.g., lifts, fixed ladders, etc.) • Operation & Maintenance (O&M) services • Network devices or IT infrastructure • Free provision of electricity or water during installation • Water supply at 6-bar pressure for module cleaning on rooftops • Spare panels or enclosures at the LT side for power evacuation • Assurance of rooftop strength—customer must verify that: - GI sheets support 20–25 kg/m² - RCC slabs support 60–65 kg/m²
Solar RoofTop System Pricing
Sr No | Item Name |  |  | Quantity | Unit | Price / Unit |  | Amount
1 | Solar Power Generating System |  |  | 15.12 | KW | 39850 |  | 602532
2 | GST (6%) | [6 empty] | 36151.92
|  |  |  | Solar System & installation cost |  |  |  | 638683.92 |  | 681528.1892
Payment Stages
Payment Stages |  | Milestone |  | Percentage of System installation Cost |  | Remarks |  | Amount
Stage 1: Booking Amount |  | At the time of order confirmation. |  | 10% |  | Ensures order confirmation and documentation. |  | 63868.392
Stage 2: Approval Process |  | After GEDA registration and feasibility approval. |  | 30% |  | Do not Covers registration and initial processing fees. |  | 191605.176
Stage 3: Installation |  | After delivery of materials and start of installation work. |  | 30% |  | For procurement of materials and labor costs. |  | 191605.176
Stage 4: Testing & Inspection |  | After successful installation and CEIG inspection approval. |  | 20% |  | Covers inspection, testing, and net metering processes. |  | 127736.784
Stage 5: Project Handover |  | On successful commissioning and handover of the solar plant. |  | 10% |  | Final settlement after completion of the project. |  | 63868.392
Total | [7 empty] | 638683.92
GEDA Registration Charges | [7 empty] | 0
Solar Net Metering Fees (Approx Calculation) | [7 empty] | 36192 |  | 36192
Generation Meter, Modem,CT & Meter Box Charges (Approx Calculation) | [7 empty] | 0
[6 empty] | Grand Total |  | 674875.92
Banking Detail |  |  |  |  | Required Documents
Bank Name: |  | AU SMALL FINANCE BANK |  |  | 1) Latest Electricity Bill
A/C Name: |  | Hi-Tech Solar Solution |  |  | 2)Ownership proof
0
A/C Number: |  | 1107865152531445 |  |  | 3) Aadhar & Pan Card of Authorised Person
A/C Type: |  | CURRENT ACCOUNT |  |  | 4) Pan Card & Cancelled Cheque of firm
IFSC Code: |  | AUBL0002158 |  |  | 5) Passport size photo of Authorised Person
Branch: |  | DAHOD |  |  | 6) GST Certificate
7) Undertaking on 300Rs stamp Paper
8) Authorisation letter
System generation & Revenue Details
Solar Roof Top Size: |  |  | 15.12 | Kw
Generation / Day : |  |  | 75.6Unit |  | Yearly Saving : |  | 202705Rupees
1st Year Generation : |  |  | 25339Kwh |  | 25 Year Saving : |  | 5067625Rupees
Predicted Monthly Generation |  |  |  |  | Predicted Monthly Savings
Note | Predicted Generation is Indicative only. It may vary depending upon weather condition & Module Condition. Savings Calculated @ INR 8/Unit
Solar Plant Installation : Procedure & Time frame
Steps | Procedure |  | Description |  |  |  |  | Time Period (Approx)
Step-1 | GEDA Registration |  | Start Registration process By Collecting Required Documents |  |  |  |  | 1-2 working Days
Step-2 | Document Verification |  | Verification of uploaded documents after registration |  |  |  |  | 4-5 Working days
Step-3 | Feasibility Approval |  | DISCOM will Give Feasibility Approval & issue Estimate of solar Meter after Document verification |  |  |  |  | 10- 15 Working days
Step-4 | IFP Drawing Approval Applicable for above 10kw |  | In this step HTSS will make an Electrical drawing and upload on IFP Portal For further installation process. |  |  |  |  | 15 - 20 Working days
Step-5 | Execution Work |  | After Getting all Approvals we will start plant execution work |  |  |  |  | 15 - 20 Working days
Step-6 | CEIG Inspection Approval Applicable for above 10kw |  | After Completing the Installation Process We will Apply for CEIG Inspection,CEIG inspector will physically come on site and verify all the parameters. |  |  |  |  | 15 - 20 Working days
Step-7 | Net Metering Process |  | Once we get CEIG Approval, we will prepare a file for net metering process and submit it to DISCOM for meter installation process |  |  |  |  | 30 - 45 Working days
Step-8 | Commissioning & Testing |  | After Installation and CEIG approval Testing procedure will be done by HTSS |  |  |  |  | 1-2 working Days
Step-9 | Completion of project |  | After testing, HTSS will handover the plant to the client |  |  |  |  | 1-2 working Days
Note | The procedure and timeframe mentioned above are approximate and may vary depending on various factors such as weather conditions, document processing delays, payments delay and approvals from concerned authorities. These timelines are provided as a general guideline and are not fixed.
Solar Plant ROI Calculator (Input Parameters)
Parameter |  |  | Unit |  | Value |  | Notes
Project Capacity |  |  | kw |  | 15.12 |  | Size of plant
Installation Cost |  |  | ₹ |  | 638683.92 |  | Total EPC cost
Average Daily Generation |  |  | Kwh/Kwp/day |  | 4 |  | Based on site data
Average Yearly Shutdown |  |  | Days |  | 30 |  | Plant Maintenace,Grid Side Maintenace,or any Emergancy Shutdowns
Electricity Tariff (Year 1) |  |  | ₹/Kwh |  | 8 |  | Current grid rate
Tariff Escalation |  |  | % |  | 3 |  | Expected yearly increase
Annual Power Degradation (After 1st Year) |  |  | % |  | 2 |  | Module efficiency drop (As per Modul Data Sheet)
Annual Power Degradation (From 3rd Year to 30 Years) |  |  | % |  | 0.5 |  | Module efficiency drop (As per Modul Data Sheet)
O&M Cost (Year 1) |  |  | ₹ |  | 6386.8392 |  | Maintenance cost
O&M Cost Escalation |  |  | % |  | 3 |  | Inflation in O&M
Project Life |  |  | Years |  | 30 |  | Standard for solar
ROI Calculation Table
Year | Generation (kWh) | Tariff (₹/kWh) | Annual Revenue (₹) |  | O&M Cost (₹) | Net Savings (₹) |  | Cumulative Savings (₹) | Payback Status
1 | 20260.8 | 8 | 162086.4 |  | 6386.8392 | 155699.5608 |  | 155699.5608 | no
2 | 19855.584 | 8.24 | 163610.0122 |  | 6578.4444 | 157031.5678 |  | 312731.1286 | no
3 | 19756.3061 | 8.4872 | 167675.721 |  | 6775.7977 | 160899.9233 |  | 473631.0518 | no
4 | 19657.5245 | 8.7418 | 171842.4626 |  | 6979.0716 | 164863.391 |  | 638494.4428 | no
5 | 19559.2369 | 9.0041 | 176112.7478 |  | 7188.4438 | 168924.304 |  | 807418.7469 | yes
6 | 19461.4407 | 9.2742 | 180489.1496 |  | 7404.0971 | 173085.0525 |  | 980503.7994 | yes
7 | 19364.1335 | 9.5524 | 184974.305 |  | 7626.22 | 177348.085 |  | 1157851.8843 | yes
8 | 19267.3129 | 9.839 | 189570.9165 |  | 7855.0066 | 181715.9098 |  | 1339567.7942 | yes
9 | 19170.9763 | 10.1342 | 194281.7537 |  | 8090.6568 | 186191.0969 |  | 1525758.8911 | yes
10 | 19075.1214 | 10.4382 | 199109.6553 |  | 8333.3765 | 190776.2788 |  | 1716535.1699 | yes
11 | 18979.7458 | 10.7513 | 204057.5302 |  | 8583.3778 | 195474.1524 |  | 1912009.3223 | yes
12 | 18884.8471 | 11.0739 | 209128.3599 |  | 8840.8791 | 200287.4807 |  | 2112296.803 | yes
13 | 18790.4229 | 11.4061 | 214325.1996 |  | 9106.1055 | 205219.0941 |  | 2317515.8971 | yes
14 | 18696.4707 | 11.7483 | 219651.1808 |  | 9379.2887 | 210271.8921 |  | 2527787.7893 | yes
15 | 18602.9884 | 12.1007 | 225109.5127 |  | 9660.6673 | 215448.8453 |  | 2743236.6346 | yes
16 | 18509.9734 | 12.4637 | 230703.4841 |  | 9950.4874 | 220752.9967 |  | 2963989.6313 | yes
17 | 18417.4236 | 12.8377 | 236436.4656 |  | 10249.002 | 226187.4636 |  | 3190177.0949 | yes
18 | 18325.3365 | 13.2228 | 242311.9118 |  | 10556.472 | 231755.4398 |  | 3421932.5347 | yes
19 | 18233.7098 | 13.6195 | 248333.3628 |  | 10873.1662 | 237460.1966 |  | 3659392.7313 | yes
20 | 18142.5412 | 14.028 | 254504.4469 |  | 11199.3612 | 243305.0857 |  | 3902697.8169 | yes
21 | 18051.8285 | 14.4489 | 260828.8824 |  | 11535.342 | 249293.5404 |  | 4151991.3573 | yes
22 | 17961.5694 | 14.8824 | 267310.4801 |  | 11881.4023 | 255429.0778 |  | 4407420.4351 | yes
23 | 17871.7615 | 15.3288 | 273953.1455 |  | 12237.8444 | 261715.3012 |  | 4669135.7363 | yes
24 | 17782.4027 | 15.7887 | 280760.8812 |  | 12604.9797 | 268155.9015 |  | 4937291.6378 | yes
25 | 17693.4907 | 16.2624 | 287737.7891 |  | 12983.1291 | 274754.66 |  | 5212046.2978 | yes
26 | 17605.0233 | 16.7502 | 294888.0732 |  | 13372.623 | 281515.4502 |  | 5493561.748 | yes
27 | 17516.9981 | 17.2527 | 302216.0418 |  | 13773.8016 | 288442.2401 |  | 5782003.9882 | yes
28 | 17429.4131 | 17.7703 | 309726.1104 |  | 14187.0157 | 295539.0947 |  | 6077543.0829 | yes
29 | 17342.2661 | 18.3034 | 317422.8043 |  | 14612.6262 | 302810.1781 |  | 6380353.261 | yes
30 | 17255.5548 | 18.8525 | 325310.761 |  | 15051.005 | 310259.756 |  | 6690613.017 | yes
Graphical Representation Of Yearly Generation V/S Tariff
Graphical Representation of Annual V/S Cumulative Savings
TERMS AND CONDITIONS
1 | Quotation Validity: The quotation provided is valid for a period of 15 days from the date of issuance. Prices are subject to change after this period.
2 | Warranty: Hi-Tech Solar Solution warrants the installation workmanship for a period of 5 Years from the date of commissioning. Solar panels,Inverter,MCB,Fuse & cartridges and other equipment are subject to manufacturer warranties, details of which will be provided upon installation.
3 | Maintenance and Service: Hi-Tech Solar Solution offers optional maintenance and service plans beyond the warranty period. Details of these plans can be provided upon request.
4 | Site Access: The client shall provide unimpeded access to the installation site during agreed-upon times for the duration of the project.
5 | Permits and Approvals: It is the responsibility of the client to obtain any necessary permits, approvals, or licenses required for the installation of the solar plant.
7 | Interruption in Work: The Customer must not interrupt the works, and/or shall abstain from any act or omission of which it can reasonably be expected that it may delay the works or make the works more difficult and or expensive for HTSS. Customer shall not unreasonably delay any Engineering approvals which will delay the project and make reasonable efforts that all Engineering approvals shall be provided within 7 days of submission of drawings.
7 | Liability: Hi-Tech Solar Solution shall not be liable for any damages or losses resulting from acts of nature, accidents, or misuse of the solar plant after installation.
8 | Changes and Modifications: Any changes or modifications to the project scope must be agreed upon in writing by both parties and may result in adjustments to the project timeline and cost.
9 | Cable length: Described cable length in BOQ is included in standard plant rate. length more than from described BOQ will be charged extra as per Actual.
10 | Plant capacity may vary due to Solar Panel Size Availability. Final billing amount vary accordingly.
11 | We will repair or, if found necessary replace a defective component of solar system for failure due to manufacturing defects & The repaired/replaced part or Solar system does not carry a new warranty
12 | Exclusions: The warranty does not cover damage caused by acts of nature, accidents, misuse, or unauthorized modifications to the solar plant. Damage resulting from improper installation, maintenance, or servicing by parties other than Hi-Tech Solar Solution is not covered under this warranty.
13 | Inclusion of Excluded Items: Any additional items due to change in scope or due to change in building or initial layout shall be charged extra and will be to customer’s account.
14 | Security and Safety: On delivery of supplies to Customer’s site in good condition, Customer shall be responsible for safety & security of the materials till handing over of the same to HTSS designated personnel for installation. Customer shall resolve the disturbances at its premises and neighbouring areas which will impact the project progress at its own risk & cost and for smooth execution of the project by HTSS. In such case, Customer shall provide safety & security for the HTSS designated personnel working at site.Any delay in execution or damage of materials due to any disturbances at site shall be attributable to and compensated by Customer.
15 | Force Majeure Clause: Force Majeure refers to any event or circumstance, whether existing or arising in the future, that lies beyond the reasonable control of HTSS . Such events may include, but are not limited to, natural calamities like storms, earthquakes, floods, fires, or explosions; health-related crises such as epidemics or quarantines; labor disturbances including strikes, riots, lockouts; as well as war, terrorism, embargoes, civil or military interference, or government actions and regulations enacted in a sovereign capacity. All such instances shall collectively be deemed “Force Majeure.” If a Force Majeure event prevents HTSS from fulfilling its obligations under this Proposal, the company shall not be delay responsible for such non-performance, provided the event is directly responsible for the delay or failure. However, this does not absolve the Customer of its obligation to fulfill all payment-related commitments. In the event of a suspension due to Force Majeure, HTSS shall be entitled to recover the following costs: 1)Payments for all work completed up to the date of suspension. 2)Expenses related to materials already delivered to the Customer or those for which HTSS remains liable. 3)Other reasonable costs incurred in anticipation of project completion, including any unamortized material expenses. 4)Charges associated with the demobilization of workforce and equipment. 5)Any additional costs incurred due to the suspension of third-party supplier contracts.
16 | Termination by Customer for Contractor Default: The Customer reserves the right to terminate the Contract immediately under the following conditions, by providing written notice to the Contractor stating the reasons for termination: Grounds for Termination: Abandonment or Repudiation: The Contractor has abandoned or repudiated the Contract. Insolvency or Bankruptcy: The Contractor: Becomes bankrupt or insolvent Has a receiving order issued against it Compounds with its creditors In the case of a corporation, a resolution is passed or a court order is made for its winding up Entitlements Upon Termination: In the event of such termination: The Contractor shall be entitled to receive payment for: The portion of the Contract Price attributable to the Facilities completed up to the termination date The value of unused or partially used Plant and Equipment present on-site Reasonable costs incurred in protecting the Facilities and restoring the Site to a clean and safe condition Deductions: Any amount owed by the Contractor to the Employer that accrued before the termination date will be deducted from the total amount payable to the Contractor.
17 | Termination by Contractor Due to Customer Default: The Contractor may terminate the Contract immediately by providing a written notice of termination along with the reasons for such termination, under the following circumstances: Grounds for Termination Non-Payment or Invoice Disapproval The Customer fails to pay any due amount under the Contract within the specified period. The Customer fails to approve an invoice. Customer Insolvency or Bankruptcy The Customer becomes bankrupt or insolvent. A receiving order is issued against the Customer. The Customer compounds with its creditors. If the Customer is a corporation, a resolution is passed or an order is made for its winding up. Failure to Support Contractor Obligations The Contractor is unable to fulfill its obligations due to reasons attributable to the Customer, including but not limited to: Failure to provide possession of or access to the Site or other necessary areas. Failure to obtain any required government permits. Failure to issue dispatch clearance within the specified time.
18 | Contractor’s Entitlement Upon Termination: If termination occurs due to the above reasons, the Customer is liable to compensate the Contractor for all related losses and damages, including but not limited to: Contract Price Payment for the portion of the Facilities already executed as of the termination date. Demobilization Costs Expenses for demobilization of equipment and Contractor personnel. Subcontractor Settlements Any payable amounts or cancellation charges to Subcontractors due to subcontract termination. Site Management Costs Costs incurred to protect the Facilities and leave the Site in a clean and safe condition. Third-Party Commitments Expenses arising from obligations and claims the Contractor has undertaken in good faith with third parties related to the Contract.
19 | Upon verification of a valid warranty claim,Hi-Tech Solar Solution will repair or replace the defective components within a reasonable time frame. If repair or replacement is not feasible, Hi-Tech Solar Solution reserves the right to provide an alternative solution
We agree to above details:
HI - TECH SOLAR SOLUTION |  |  |  |  | LAND MARK

## Inventry
SR NO | ITEM NAME | MAKE | DESCRIPTION | UNIT | RATE
1 | BI - FACIAL PV MODULE | Adani / VIKRAM SOLAR | Bi-facial photovoltaic (PV) modules are advanced solar panels that generate power from both the front and rear sides. The front side captures direct sunlight, while the rear side absorbs reflected light from surfaces such as the ground or rooftops. This dual-side generation increases overall energy yield by 5% to 30%, depending on site conditions and albedo. | WP | 17
2 | TOPCON BI - FACIAL PV MODULE | Adani / VIKRAM SOLAR | TOPCon (Tunnel Oxide Passivated Contact) bi-facial PV modules are next-generation high-efficiency solar panels that generate power from both front and rear surfaces. These modules utilize advanced n-type cell technology, offering higher efficiency, better low-light performance, and lower degradation rates compared to traditional PERC modules. With bifacial gain ranging from 5% to 25% depending on site conditions, TOPCon modules deliver superior energy output and long-term reliability—ideal for commercial, industrial, and utility-scale installations. | WP | 18
3 | MONO FACIAL MODULES | Adani / VIKRAM SOLAR | High-efficiency Monocrystalline Mono Facial Solar PV Module with advanced PERC/half-cut cell technology, durable aluminium frame, tempered glass protection, superior low-light performance, IEC certified, with 25 years performance warranty. | WP | 17
4 | 630WP TOPCON BI - FACIAL PV MODULE | PAHAL SOLAR | TOPCon (Tunnel Oxide Passivated Contact) bi-facial PV modules are next-generation high-efficiency solar panels that generate power from both front and rear surfaces. These modules utilize advanced n-type cell technology, offering higher efficiency, better low-light performance, and lower degradation rates compared to traditional PERC modules. With bifacial gain ranging from 5% to 25% depending on site conditions, TOPCon modules deliver superior energy output and long-term reliability—ideal for commercial, industrial, and utility-scale installations. | WP | 15.5
5
6 | INV - SG3.0RS | SUNGROW | Compatible with high power PV modules Built-in Type II DC & AC SPD IP65, indoor & outdoor installation Lower startup & wider MPPT voltage range Built-in smart PID Zero function One-click access to iSolarCloud monitoring platform Light and compact(A4 Size)with optimized heat dissipation design Real time data (10 seconds refresh sample) Remote firmware updates | Nos | 15800
7 | INV - SG3.6RS | SUNGROW | Compatible with high power PV modules Built-in Type II DC & AC SPD IP65, indoor & outdoor installation Lower startup & wider MPPT voltage range Built-in smart PID Zero function One-click access to iSolarCloud monitoring platform Light and compact(A4 Size)with optimized heat dissipation design Real time data (10 seconds refresh sample) Remote firmware updates | Nos | 15800
8 | INV - SG4.0RS | SUNGROW | Compatible with high power PV modules Built-in Type II DC & AC SPD IP65, indoor & outdoor installation Lower startup & wider MPPT voltage range Built-in smart PID Zero function One-click access to iSolarCloud monitoring platform Light and compact(A4 Size)with optimized heat dissipation design Real time data (10 seconds refresh sample) Remote firmware updates | Nos | 24500
9 | INV - SG5.0RS | SUNGROW | Compatible with high power PV modules Built-in Type II DC & AC SPD IP65, indoor & outdoor installation Lower startup & wider MPPT voltage range Built-in smart PID Zero function One-click access to iSolarCloud monitoring platform Light and compact(A4 Size)with optimized heat dissipation design Real time data (10 seconds refresh sample) Remote firmware updates | Nos | 29000
10 | INV - SG6.0RS | SUNGROW | Compatible with high power PV modules Built-in Type II DC & AC SPD IP65, indoor & outdoor installation Lower startup & wider MPPT voltage range Built-in smart PID Zero function One-click access to iSolarCloud monitoring platform Light and compact(A4 Size)with optimized heat dissipation design Real time data (10 seconds refresh sample) Remote firmware updates | Nos | 30000
11 | INV - SG5.0RT | SUNGROW | HIGH YIELD - Lower startup & wider MPPT voltage EASY AND USER FRIENDLY - Fast and easy commissioning via iSolarCloud App SAFE AND RELIABLE Build-in Type II DC & AC SPD C5 anti-corrosion & IP65 Remote firmware updates | Nos
12 | INV - SG6.0RT | SUNGROW | HIGH YIELD - Lower startup & wider MPPT voltage EASY AND USER FRIENDLY - Fast and easy commissioning via iSolarCloud App SAFE AND RELIABLE Build-in Type II DC & AC SPD C5 anti-corrosion & IP65 Remote firmware updates | Nos | 47000
13 | INV - SG8.0RT | SUNGROW | HIGH YIELD - Lower startup & wider MPPT voltage EASY AND USER FRIENDLY - Fast and easy commissioning via iSolarCloud App SAFE AND RELIABLE Build-in Type II DC & AC SPD C5 anti-corrosion & IP65 Remote firmware updates | Nos | 51500
14 | INV - SG10RT | SUNGROW | HIGH YIELD - Lower startup & wider MPPT voltage EASY AND USER FRIENDLY - Fast and easy commissioning via iSolarCloud App SAFE AND RELIABLE Build-in Type II DC & AC SPD C5 anti-corrosion & IP65 Remote firmware updates | Nos | 53500
15 | INV - SG12RT | SUNGROW | HIGH YIELD - Lower startup & wider MPPT voltage EASY AND USER FRIENDLY - Fast and easy commissioning via iSolarCloud App SAFE AND RELIABLE Build-in Type II DC & AC SPD C5 anti-corrosion & IP65 Remote firmware updates | Nos | 56500
16 | INV - SG15RT | SUNGROW | HIGH YIELD - Lower startup & wider MPPT voltage EASY AND USER FRIENDLY - Fast and easy commissioning via iSolarCloud App SAFE AND RELIABLE Build-in Type II DC & AC SPD C5 anti-corrosion & IP65 Remote firmware updates | Nos | 66000
17 | INV - SG20RT | SUNGROW | HIGH YIELD - Lower startup & wider MPPT voltage EASY AND USER FRIENDLY - Fast and easy commissioning via iSolarCloud App SAFE AND RELIABLE Build-in Type II DC & AC SPD C5 anti-corrosion & IP65 Remote firmware updates | Nos | 74000
18 | INV - SG33CX | SUNGROW | IP66 protection and C5 Anti-corrosion DC Type I+II SPD, AC Type II SPD Support AFCI 2.0 function Key component diagnosis and protection Smart IV Curve Diagnosis Grid fault record function, easy for remote O&M DC 15A current input, compatiable with over 500W+ PV module Dynamic shading optimization mode Built-in PID recovery function | Nos | 119000
19 | INV - SG50CX-P2 | SUNGROW | IP66 protection and C5 Anti-corrosion DC Type I+II SPD, AC Type II SPD Support AFCI 2.0 function Key component diagnosis and protection Smart IV Curve Diagnosis Grid fault record function, easy for remote O&M DC 15A current input, compatiable with over 500W+ PV module Dynamic shading optimization mode Built-in PID recovery function | Nos | 148000
20 | INV - SG75CX-P2 | SUNGROW | IP66 and C5 protection Type II SPD for both DC and AC Compliant with global safety and grid code 9 MPPTs with max. efficiency 98.7% Compatible with bifacial module Built-in PID recovery function Touch free commissioning and remote firmware upgrade Online IV curve scan and diagnosis Fuse free design with smart string current monitoring Compatible with Al and Cu AC cables DC 2 in 1 connection enabled Q at night function | Nos | 224000
21 | INV - SG100CX-P2 | SUNGROW | IP66 and C5 protection Type II SPD for both DC and AC Compliant with global safety and grid code 9 MPPTs with max. efficiency 98.7% Compatible with bifacial module Built-in PID recovery function Touch free commissioning and remote firmware upgrade Online IV curve scan and diagnosis Fuse free design with smart string current monitoring Compatible with Al and Cu AC cables DC 2 in 1 connection enabled Q at night function | Nos | 268000
22 | INV - SG125CX-P2 | SUNGROW | IP66 and C5 protection Type II SPD for both DC and AC Compliant with global safety and grid code 9 MPPTs with max. efficiency 98.7% Compatible with bifacial module Built-in PID recovery function Touch free commissioning and remote firmware upgrade Online IV curve scan and diagnosis Fuse free design with smart string current monitoring Compatible with Al and Cu AC cables DC 2 in 1 connection enabled Q at night function | Nos | 285000
23 | INV - 20KW HYBRID | PURE | Capacity-20 kVA Backup time-Up to 18 hours * Standard Warranty-5 years Advanced thermal management system-Yes OUTPUT AC Voltage Regulation (Battery Mode)-415VAC ± 5% Surge Power-36000VA Efficiency (Peak)->97% Switching Modes-On Grid /Off Grid/Hybrid(Optional) Solar Connection-Off Grid/Hybrid Battery Cell Technology-Lithium Ion Qty. of Batteries-5 Nominal Voltage-48V Battery Capacity-20 kWh | NOS | 467000
24 | INV - 25 KW | GOODWE | · Max. 21A input current per string · Up to 180% PV input oversizing · Wide MPPT voltage range · In-built Type II SPD on AC & DC sides1 · AI-driven AFCI · Mixed parallel connection with GoodWe SDT G3 Series · Easy parallel through GoodWe smart dongle Ezlink3000 · Lightweight design for easy installation · Quiet operation under 45dB | NOS | 92500
25 | INV - 15 KW | SOLARYAAN | HIGH YIELD - Lower startup & wider MPPT voltage EASY AND USER FRIENDLY - Fast and easy commissioning via iSolarCloud App SAFE AND RELIABLE Build-in Type II DC & AC SPD C5 anti-corrosion & IP65 Remote firmware updates | Nos | 61000
26
27
28
29
30
31 | STR - HDGI 60 MICRON 60X40 | HINDUSTAR | 60 Micrones Hot Dip Galvanized (GI) pipes with 2MM Thickness are steel pipes coated with a layer of zinc through a hot-dip process, providing superior corrosion resistance and long-term durability. These pipes are commonly used in solar mounting structures due to their strength, weather resistance, and maintenance-free performance. Ideal for outdoor solar installations, GI pipes ensure structural stability and extended service life in diverse environmental conditions. | KG | 68
32 | STR - HDGI 60 MICRON 40X40 | HINDUSTAR | 60 Micrones Hot Dip Galvanized (GI) pipes with 2MM Thickness are steel pipes coated with a layer of zinc through a hot-dip process, providing superior corrosion resistance and long-term durability. These pipes are commonly used in solar mounting structures due to their strength, weather resistance, and maintenance-free performance. Ideal for outdoor solar installations, GI pipes ensure structural stability and extended service life in diverse environmental conditions. | KG | 67
33 | STR - HDGI 60 MICRON 80X40 | HINDUSTAR | 60 Micrones Hot Dip Galvanized (GI) pipes with 2MM Thickness are steel pipes coated with a layer of zinc through a hot-dip process, providing superior corrosion resistance and long-term durability. These pipes are commonly used in solar mounting structures due to their strength, weather resistance, and maintenance-free performance. Ideal for outdoor solar installations, GI pipes ensure structural stability and extended service life in diverse environmental conditions. | KG | 69
34 | STR - MONO RAIL | From reputed Manufacturer | The Solar Mono Rail Structure is a streamlined, single-rail mounting system designed for quick and secure installation of solar PV modules. Made from high-strength aluminum or galvanized steel, it offers lightweight construction, corrosion resistance, and structural stability. Ideal for rooftop and ground-mounted systems, mono rail structures reduce installation time and material usage while ensuring optimal panel alignment and wind resistance. | KW | 900
35 | STR - ELEVATED AL.MONO RAIL | From reputed Manufacturer | The Elevated Aluminum Mono Rail Structure is a lightweight, corrosion-resistant mounting solution designed for solar installations on rooftops or uneven surfaces. Constructed from high-grade anodized aluminum, it provides enhanced elevation for better airflow, easy maintenance access, and improved energy generation through optimal tilt angles. This structure ensures durability, quick installation, and long-term performance with minimal load on the roof. | KW | 1200
36
37
38
39
40
41 | MS - BASE PLATE 125X125 3 MM | MS MATERIAL | Supply and installation of MS Base Plate, size 125mm x 125mm x 3mm thickness (MS make), fabricated from mild steel with anti-corrosive coating. Suitable for mounting and anchoring of solar module structures on various surfaces. | NOS | 33
42 | MS - BASE PLATE 150X150 4MM | MS MATERIAL | Supply and installation of MS Base Plate, size 150mm x 150mm x 4mm thickness (MS make), made from high-quality mild steel with anti-corrosive coating. Used for secure mounting of solar module support structures on RCC or other foundations. | NOS | 56
43
44
45
46 | J BOULT - 40X40 | SS 304 MATERIAL | Supply and installation of J Bolt – size 40mm x 40mm (SS 304 make), manufactured from high-strength galvanized steel. Suitable for anchoring solar mounting structures securely to RCC rooftops or foundations, ensuring structural stability. | NOS | 11.5
47 | J BOULT - 60X40 | SS 304 MATERIAL | Supply and installation of J Bolt – size 60mm x 40mm (SS 304 make), manufactured from high-strength galvanized steel. Suitable for anchoring solar mounting structures securely to RCC rooftops or foundations, ensuring structural stability. | NOS | 13.5
48
49
50
51 | WEDGE ANCORE BOULT | SS 304 MATERIAL | Supply and installation of Wedge Anchor Bolt (SS 304 make), heavy-duty, galvanized steel fastener suitable for anchoring solar mounting structures to RCC surfaces. Provides high pull-out strength, durability, and long-term structural stability in rooftop solar installations. | NOS | 9.5
52 |  | SS 304 MATERIAL |  | NOS
53
54
55
56 | ACDB - MCB+MCCB+CONTACTOR+NVR+SPP+SPD+MMF METER | MCB - SCHNEIDER / LK (L&T) MCCB - SCHNEIDER / LK (L&T) CONTACTOR - SCHNEIDER / LK (L&T) NVR - STANDERD SPP - GIC SPD - FINDER MMF METER - SECURE ENCLOSER - (Note - ABS used till 50-60 kW) | The ACDB is a critical component in the solar power system that safely manages and distributes AC power from the inverter to the load or grid. It is equipped with: MCB (Miniature Circuit Breaker) and MCCB (Molded Case Circuit Breaker) for circuit protection Contactor for automatic switching control NVR (No-Volt Release) and SPP (Single Phase Preventer) for protection against phase failure and voltage loss SPD (Surge Protection Device) for protection against voltage surges MMF Meter (Multifunction Meter) for real-time monitoring of voltage, current, power, and energy This fully integrated ACDB ensures system safety, reliable operation, and accurate energy monitoring in solar installations. | wp | 0.7
57 | ACDB - MCB+MCCB+CONTACTOR+SPD | MCB - SCHNEIDER / LK (L&T) MCCB - SCHNEIDER / LK (L&T) CONTACTOR - SCHNEIDER / LK (L&T) SPD - FINDER ENCLOSER - (Note - ABS used till 50-60 kW) | The AC Distribution Box (ACDB) is designed to distribute and protect the AC output from the solar inverter. It includes: MCB (Miniature Circuit Breaker) and MCCB (Molded Case Circuit Breaker) for overload and short-circuit protection Contactor for automatic load control SPD (Surge Protection Device) to safeguard against voltage spikes and surges This compact and robust ACDB ensures safe, reliable, and efficient operation of the solar power system, meeting electrical safety standards. | wp | 0.6
58 | ACDB - MCB+MCCB+CONTACTOR+SPD+NVR | MCB - SCHNEIDER / LK (L&T) MCCB - SCHNEIDER / LK (L&T) CONTACTOR - SCHNEIDER / LK (L&T) NVR - STANDERD SPD - FINDER ENCLOSER - (Note - ABS used till 50-60 kW) | The AC Distribution Box (ACDB) is designed to safely distribute the AC power from the solar inverter to the load or utility grid. It includes: MCB & MCCB for overload and short-circuit protection Contactor for automated load switching SPD (Surge Protection Device) for protection against electrical surges NVR (No-Volt Release) for protection against phase loss and ensuring safe re-energization This ACDB ensures reliable operation, enhanced safety, and compliance with standard electrical protection norms in solar power systems. | wp | 0.7
59 | ACDB - MCB+MCCB+CONTACTOR+SPD+NVR+SPP | MCB - SCHNEIDER / LK (L&T) MCCB - SCHNEIDER / LK (L&T) CONTACTOR - SCHNEIDER / LK (L&T) NVR - STANDERD SPP - GIC SPD - FINDER ENCLOSER - (Note - ABS used till 50-60 kW) | The AC Distribution Box (ACDB) is a vital component for managing and protecting the AC output from the solar inverter. It is equipped with: MCB & MCCB for short-circuit and overload protection Contactor for automatic power switching SPD (Surge Protection Device) to guard against voltage surges NVR (No-Volt Release) for safe restart after power loss SPP (Single Phase Preventer) to protect against phase failure or reverse phase sequence This fully integrated ACDB ensures safe, stable, and efficient operation of solar power systems, suitable for residential, commercial, and industrial applications. | wp | 0.7
60 | ACDB - MCB+SPD | MCB - SCHNEIDER / LK (L&T) SPD - FINDER ENCLOSER - (Note - ABS used till 50-60 kW) | The AC Distribution Box (ACDB) is a vital component for managing and protecting the AC output from the solar inverter. It is equipped with: MCB & MCCB for short-circuit and overload protection SPD (Surge Protection Device) to guard against voltage surges This fully integrated ACDB ensures safe, stable, and efficient operation of solar power systems, suitable for residential, commercial, and industrial applications. | wp | 0.5
61
62
63
64
65
66 | DCDB - Fuse +SPD | SPD - FNDER FUSE - | The DC Distribution Box (DCDB) is used to safely manage and protect the DC power generated by solar PV modules. It includes: Fuses for overcurrent protection SPD (Surge Protection Device) to safeguard against voltage surges and lightning strikes This compact and durable DCDB ensures safe and reliable operation of the solar system by protecting the inverter and other downstream equipment. | wp | 0.4
67 | DCDB - DC MCB + SPD | DC MCB - SCHNEIDER / LK (L&T) SPD - FINDER | The DC Distribution Box (DCDB) is designed to protect and control the DC output from solar PV modules. It is equipped with: DC MCB (Miniature Circuit Breaker) for protection against overcurrent and short circuits SPD (Surge Protection Device) to protect against voltage surges and lightning-induced spikes This robust and weatherproof DCDB ensures the safe and reliable operation of the solar power system, enhancing overall system durability. | wp | 0.5
68 | DCDB - Fuse + MCB + SPD | FUSE - STANDERD DC MCB - SCHNEIDER / LK (L&T) SPD - FINDER | The DC Distribution Box (DCDB) is used to manage and protect the DC power from solar PV modules before it reaches the inverter. It includes: Fuses for string-level overcurrent protection DC MCB (Miniature Circuit Breaker) for additional circuit isolation and safety SPD (Surge Protection Device) to protect against lightning and surge voltages This well-integrated DCDB ensures enhanced safety, system reliability, and protection of downstream equipment in solar PV installations. | wp | 0.5
69 | DCDB - only Fuse Box | FUSE - STANDERD | The DC Distribution Box (DCDB) with fuse protection is designed to safeguard the DC output from solar PV modules. It includes: DC Fuses for string-level overcurrent protection, ensuring safe operation and preventing damage to the inverter and cables. This basic DCDB offers reliable and cost-effective protection for small to medium-sized solar installations. | wp | 0.35
70
71
72
73
74
75
76 | Conventional Lightning Arrestor | From reputed Manufacturer | Provides conical protection MOC. Copper with required Spikes for Building and Chimneys Protection | NOS | 3500
77 | ESE Lightning Arrestor | TORRENT | Lightning is one of the most naturally destructive phenomena. There is no device capable of preventing the formation of lightning, but it is possible to minimize its effects with a lightning protection system. The lightning rod is an essential piece of the lightning protection system. It must be the point of controlled impact of a discharge, so as to provide the lightning current with a path to ground without damaging the The elements that compose an integral lightning protect on system are the following: Air terminals (Early Streamer Emission (ESE) air terminals or Franklin rods and meshed conductors). Down conductors. Earthing. Surge protection. Other measures that minimize the destructive effects of lightning (equipotential bonding, shielding, etc.). | NOS | 9700
78 | ESE KALRE ALR 01 | KALRE | RP (Radius protection) 71 meter Lightning is one of the most naturally destructive phenomena. There is no device capable of preventing the formation of lightning, but it is possible to minimize its effects with a lightning protection system. The lightning rod is an essential piece of the lightning protection system. It must be the point of controlled impact of a discharge, so as to provide the lightning current with a path to ground without damaging the The elements that compose an integral lightning protect on system are the following: Air terminals (Early Streamer Emission (ESE) air terminals or Franklin rods and meshed conductors). Down conductors. Earthing. Surge protection. Other measures that minimize the destructive effects of lightning (equipotential bonding, shielding, etc.). | NOS | 22000
79 | ESE KALRE ALR 04 | KALRE | RP (Radius protection) 107 meter Lightning is one of the most naturally destructive phenomena. There is no device capable of preventing the formation of lightning, but it is possible to minimize its effects with a lightning protection system. The lightning rod is an essential piece of the lightning protection system. It must be the point of controlled impact of a discharge, so as to provide the lightning current with a path to ground without damaging the The elements that compose an integral lightning protect on system are the following: Air terminals (Early Streamer Emission (ESE) air terminals or Franklin rods and meshed conductors). Down conductors. Earthing. Surge protection. Other measures that minimize the destructive effects of lightning (equipotential bonding, shielding, etc.). | NOS | 26500
80 | ESE KALRE STRONG 60 | KALRE | RP (Radius protection) 107 meter Lightning is one of the most naturally destructive phenomena. There is no device capable of preventing the formation of lightning, but it is possible to minimize its effects with a lightning protection system. The lightning rod is an essential piece of the lightning protection system. It must be the point of controlled impact of a discharge, so as to provide the lightning current with a path to ground without damaging the The elements that compose an integral lightning protect on system are the following: Air terminals (Early Streamer Emission (ESE) air terminals or Franklin rods and meshed conductors). Down conductors. Earthing. Surge protection. Other measures that minimize the destructive effects of lightning (equipotential bonding, shielding, etc.). | NOS | 19500
81 | LA POLE 5 MTR | GI |  |  | 7800
82 | LA POLE 3 MTR | GI |  |  | 5000
83
84
85
86 | ERTH - 50 MM X 3 MTR G.I EARTHING ELECTRODE (PIPE IN STRIP) - MID | AS PER ISI STANDERD MENUFACTURER | Hot dip galvanized pipe with corrosion protection, designed for fast fault current dissipation. Pipe inner space filled with high conductive material with top to bottom strip. Moisture booster chemical bags provided for low earth resistance Low maintenance on site | NOS | 1900
87 | ERTH - 50 MM X 3 MTR G.I EARTHING ELECTRODE (PIPE IN STRIP) - LIGHT | AS PER ISI STANDERD MENUFACTURER | Hot dip galvanized pipe with corrosion protection, designed for fast fault current dissipation. Pipe inner space filled with high conductive material with top to bottom strip. Moisture booster chemical bags provided for low earth resistance Low maintenance on site | NOS | 1400
88 | ERTH - 50 MM X 3 MTR G.I EARTHING ELECTRODE (PIPE IN STRIP) - HEAVY | AS PER ISI STANDERD MENUFACTURER | Hot dip galvanized pipe with corrosion protection, designed for fast fault current dissipation. Pipe inner space filled with high conductive material with top to bottom strip. Moisture booster chemical bags provided for low earth resistance Low maintenance on site | NOS | 3400
89 | ERTH - 76 MM X 3 MTR G.I EARTHING ELECTRODE (PIPE IN STRIP) - MID | AS PER ISI STANDERD MENUFACTURER | Hot dip galvanized pipe with corrosion protection, designed for fast fault current dissipation. Pipe inner space filled with high conductive material with top to bottom strip. Moisture booster chemical bags provided for low earth resistance Low maintenance on site | NOS | 3200
90 | ERTH - 76 MM X 3 MTR G.I EARTHING ELECTRODE (PIPE IN STRIP) - LIGHT | AS PER ISI STANDERD MENUFACTURER | Hot dip galvanized pipe with corrosion protection, designed for fast fault current dissipation. Pipe inner space filled with high conductive material with top to bottom strip. Moisture booster chemical bags provided for low earth resistance Low maintenance on site | NOS | 2200
91 | ERTH - 76 MM X 3 MTR G.I EARTHING ELECTRODE (PIPE IN STRIP) - HEAVY | AS PER ISI STANDERD MENUFACTURER | Hot dip galvanized pipe with corrosion protection, designed for fast fault current dissipation. Pipe inner space filled with high conductive material with top to bottom strip. Moisture booster chemical bags provided for low earth resistance Low maintenance on site | NOS | 5500
92 | ERTH - 50 MM X 3 MTR COPPER BONDED EARTHING ELECTRODE (PIPE IN STRIP) - MID | AS PER ISI STANDERD MENUFACTURER | 250 MICRON COATING pipe with corrosion protection, designed for fast fault current dissipation. Pipe inner space filled with high conductive material with top to bottom strip. Moisture booster chemical bags provided for low earth resistance Low maintenance on site | NOS | 2500
93 | ERTH - 50 MM X 3 MTR COPPER BONDED EARTHING ELECTRODE (PIPE IN STRIP) - LIGHT | AS PER ISI STANDERD MENUFACTURER | 250 MICRON COATING pipe with corrosion protection, designed for fast fault current dissipation. Pipe inner space filled with high conductive material with top to bottom strip. Moisture booster chemical bags provided for low earth resistance Low maintenance on site | NOS | 1500
94 | ERTH - 50 MM X 3 MTR COPPER BONDED EARTHING ELECTRODE (PIPE IN STRIP) - HEAVY | AS PER ISI STANDERD MENUFACTURER | 250 MICRON COATING pipe with corrosion protection, designed for fast fault current dissipation. Pipe inner space filled with high conductive material with top to bottom strip. Moisture booster chemical bags provided for low earth resistance Low maintenance on site | NOS | 5400
95 | ERTH - 76 MM X 3 MTR COPPER BONDED EARTHING ELECTRODE (PIPE IN STRIP) - MID | AS PER ISI STANDERD MENUFACTURER | 250 MICRON COATING pipe with corrosion protection, designed for fast fault current dissipation. Pipe inner space filled with high conductive material with top to bottom strip. Moisture booster chemical bags provided for low earth resistance Low maintenance on site | NOS | 3600
96 | ERTH - 76 MM X 3 MTR COPPER BONDED EARTHING ELECTRODE (PIPE IN STRIP) - LIGHT | AS PER ISI STANDERD MENUFACTURER | 250 MICRON COATING pipe with corrosion protection, designed for fast fault current dissipation. Pipe inner space filled with high conductive material with top to bottom strip. Moisture booster chemical bags provided for low earth resistance Low maintenance on site | NOS | 2800
97 | ERTH - 76 MM X 3 MTR COPPER BONDED EARTHING ELECTRODE (PIPE IN STRIP) - HEAVY | AS PER ISI STANDERD MENUFACTURER | 250 MICRON COATING pipe with corrosion protection, designed for fast fault current dissipation. Pipe inner space filled with high conductive material with top to bottom strip. Moisture booster chemical bags provided for low earth resistance Low maintenance on site | NOS | 6400
98 | ERTH - G.I EARTHING ELECTRODE (PIPE IN PIPE) | AS PER ISI STANDERD MENUFACTURER | Hot dip galvanized pipe with, corrosion protection, designed for fast fault current dissipation with Dual pipe. Pipe inner space filled with high conductive material with top to bottom strip. Moisture booster chemical bags provided for low earth resistance. Low maintenance on site. | NOS | 500
99 | ERTH - COPPER BONDED SOLID ELECTRODE | AS PER ISI STANDERD MENUFACTURER | Copper Bonded Earth rods made from high tensile low carbon steel by molecularly bonding 99.9% pure copper with a minimum coating thickness of 250 micron System is Corrosion resistant & rated for high fault currents Moisture booster chemical bags provided for low earth resistance Low maintenance on site | NOS | 500
100 | ERTH - PURE COPPER EARTHING ELECTRODE (PIPE IN STRIP) | AS PER ISI STANDERD MENUFACTURER | PURE COPPER PIPE with corrosion protection, designed for fast fault current dissipation. Pipe inner space filled with high conductive material with top to bottom strip. Moisture booster chemical bags provided for low earth resistance Low maintenance on site | NOS
101
102
103
104
105
106
107
108
109
110 | DC 1C X 2.5 SQMM CU.FLEX CABLE | APAR / POLYCAB / RR KABEL / HAVELLS | Supply and laying of DC 1 Core x 2.5 sqmm copper flexible cable (Apar / Polycab / RR Kabel / Havells make), single-core, UV resistant, XLPE insulated, suitable for outdoor solar PV installations. Ensures high conductivity, weather resistance, and low voltage drop performance. | MTR | 40
111 | DC 1C X 4.0 SQMM CU.FLEX CABLE | APAR / POLYCAB / RR KABEL / HAVELLS | Supply and laying of DC 1 Core x 4.0 sqmm copper flexible cable (Apar / Polycab / RR Kabel / Havells make), XLPE insulated, UV and weather resistant, suitable for interconnection of solar PV modules and DC circuits. Ensures high conductivity, low voltage drop, and long-term outdoor durability. | MTR | 60
112 | DC 1C X 6.0 SQMM CU.FLEX CABLE | APAR / POLYCAB / RR KABEL / HAVELLS | Supply and laying of DC 1 Core x 6.0 sqmm copper flexible cable (Apar / Polycab / RR Kabel / Havells make), XLPE insulated, UV and weather resistant, suitable for interconnection of solar PV modules and DC circuits. Ensures high conductivity, low voltage drop, and long-term outdoor durability. | MTR | 80
113 | AC 2 C X 2.5 SQMM CU.FLEX CABLE | APAR / POLYCAB / RR KABEL / HAVELLS | Supply and laying of AC 2 Core x 2.5 sqmm copper flexible cable (Apar / Polycab / RR Kabel / Havells make), PVC insulated and sheathed, suitable for AC power transmission in rooftop solar systems. Offers excellent flexibility, thermal stability, and long-term performance under varying load conditions. | MTR | 58.59
114 | AC 2 C X 4.0 SQMM CU.FLEX CABLE | APAR / POLYCAB / RR KABEL / HAVELLS | Supply and laying of AC 2 Core x 4.0 sqmm copper flexible cable (Apar / Polycab / RR Kabel / Havells make), PVC insulated and sheathed, suitable for AC power distribution in solar systems. Offers high conductivity, flexibility, and reliable performance under varying electrical and environmental conditions. | MTR | 86.1
115 | AC 2 C X 6.0 SQMM CU.FLEX CABLE | APAR / POLYCAB / RR KABEL / HAVELLS | Supply and laying of AC 2 Core x 6.0 sqmm copper flexible cable (Apar / Polycab / RR Kabel / Havells make), PVC insulated and sheathed, suitable for AC power connections in solar systems. Provides high conductivity, thermal stability, and reliable performance under continuous load and outdoor conditions. | MTR | 126.84
116 | AC 4 C X 6.0 SQMM CU.FLEX CABLE | APAR / POLYCAB / RR KABEL / HAVELLS | Supply and laying of AC 2 Core x 6.0 sqmm copper flexible cable (Apar / Polycab / RR Kabel / Havells make), PVC insulated and sheathed, suitable for AC power connections in solar systems. Provides high conductivity, thermal stability, and reliable performance under continuous load and outdoor conditions. | MTR | 242.34
117 | AC 4 C X 16 SQMM AL.ARM CABLE | APAR / POLYCAB / RR KABEL / HAVELLS | Supply and laying of AC 4 Core x 16 sqmm Aluminium Armoured Cable (Apar / Polycab / RR Kabel / Havells make), XLPE insulated, PVC sheathed, heavy-duty cable suitable for underground or outdoor AC power transmission in solar power systems. Offers mechanical protection, thermal endurance, and reliable performance under load conditions. | MTR | 126.1
118 | AC 4 C X 25 SQMM AL.ARM CABLE | APAR / POLYCAB / RR KABEL / HAVELLS | Supply and laying of AC 4 Core x 25 sqmm Aluminium Armoured Cable (Apar / Polycab / RR Kabel / Havells make), XLPE insulated, PVC sheathed, suitable for LT power distribution in solar systems. Designed for underground or outdoor installations, offering excellent mechanical protection, thermal resistance, and long service life under varying load conditions. | MTR | 165.1
119 | AC 3.5 C X 35 SQMM AL.ARM CABLE | APAR / POLYCAB / RR KABEL / HAVELLS | Supply and laying of AC 3.5 Core x 35 sqmm Aluminium Armoured Cable (Apar / Polycab / RR Kabel / Havells make), XLPE insulated, PVC sheathed, suitable for LT power transmission in solar installations. Provides robust mechanical protection, excellent thermal performance, and is ideal for underground or outdoor use under continuous load conditions. | MTR | 187.46
120 | AC 3.5 C X 50 SQMM AL.ARM CABLE | APAR / POLYCAB / RR KABEL / HAVELLS | Supply and laying of AC 3.5 Core x 50 sqmm Aluminium Armoured Cable (Apar / Polycab / RR Kabel / Havells make), XLPE insulated, PVC sheathed, suitable for LT power distribution in solar power systems. Designed for outdoor and underground installation, offering high current-carrying capacity, mechanical durability, and thermal stability under continuous load conditions. | MTR | 254.02
121 | AC 3.5 C X 70 SQMM AL.ARM CABLE | APAR / POLYCAB / RR KABEL / HAVELLS | Supply and laying of AC 3.5 Core x 70 sqmm Aluminium Armoured Cable (Apar / Polycab / RR Kabel / Havells make), XLPE insulated, PVC sheathed, suitable for LT power transmission in solar installations. Engineered for underground and outdoor use, ensuring high current-carrying capacity, mechanical strength, and long-term thermal and electrical performance. | MTR | 342.16
122 | AC 3.5 C X 95 SQMM AL.ARM CABLE | APAR / POLYCAB / RR KABEL / HAVELLS | Supply and laying of AC 3.5 Core x 95 sqmm Aluminium Armoured Cable (Apar / Polycab / RR Kabel / Havells make), XLPE insulated, PVC sheathed, suitable for LT power distribution in solar power systems. Designed for outdoor and underground applications, ensuring high load capacity, enhanced mechanical protection, and long-term thermal reliability. | MTR | 427.18
123 | AC 3.5 C X 120 SQMM AL.ARM CABLE | APAR / POLYCAB / RR KABEL / HAVELLS | "Supply and laying of AC 3.5 Core x 120 sqmm Aluminium Armoured Cable (Apar / Polycab / RR Kabel / Havells make), XLPE insulated, PVC sheathed, heavy-duty cable suitable for LT power transmission in solar power plants. Provides excellent current-carrying capacity, mechanical strength, and durability for underground and outdoor installations under continuous operational loads. | MTR | 535.08
124 | AC 3.5 C X 150 SQMM AL.ARM CABLE | APAR / POLYCAB / RR KABEL / HAVELLS | Supply and laying of AC 3.5 Core x 150 sqmm Aluminium Armoured Cable (Apar / Polycab / RR Kabel / Havells make), XLPE insulated, PVC sheathed, designed for LT power transmission in large-scale solar installations. Suitable for outdoor and underground applications, offering high current-carrying capacity, superior mechanical protection, and long-term thermal and electrical performance. | MTR | 634.14
125 | AC 3.5 C X 185 SQMM AL.ARM CABLE | APAR / POLYCAB / RR KABEL / HAVELLS | Supply and laying of AC 3.5 Core x 185 sqmm Aluminium Armoured Cable (Apar / Polycab / RR Kabel / Havells make), XLPE insulated, PVC sheathed, heavy-duty cable suitable for LT power distribution in large-scale solar installations. Ensures high current-carrying capacity, robust mechanical protection, and reliable performance in outdoor and underground applications under continuous load. | MTR | 802.88
126 | AC 3.5 C X 240 SQMM AL.ARM CABLE | APAR / POLYCAB / RR KABEL / HAVELLS | Supply and laying of AC 3.5 Core x 240 sqmm Aluminium Armoured Cable (Apar / Polycab / RR Kabel / Havells make), XLPE insulated, PVC sheathed, suitable for LT power transmission in large-capacity solar power plants. Designed for outdoor and underground applications, offering very high current-carrying capacity, excellent mechanical durability, and long-term thermal and electrical reliability. | MTR | 1008.28
127 | AC 3.5 C X 300 SQMM AL.ARM CABLE | APAR / POLYCAB / RR KABEL / HAVELLS | Supply and laying of AC 3.5 Core x 300 sqmm Aluminium Armoured Cable (Apar / Polycab / RR Kabel / Havells make), XLPE insulated, PVC sheathed, suitable for LT power transmission in utility-scale solar power plants. Engineered for high current-carrying capacity, robust mechanical protection, and reliable long-term performance in outdoor and underground installations. | MTR | 1240.46
128
129
130
131
132
133
134
135 | ERTH 1 C X 2.5 SQMM CU CABLE | INDOCAB | Supply and laying of Earth 1 Core x 2.5 sqmm Copper Cable, PVC insulated, single-core, suitable for grounding of solar PV modules and electrical equipment. Ensures efficient fault current dissipation and reliable earthing performance in solar power systems. | MTR | 26.11
136 | ERTH 1 C X 4.0 SQMM CU CABLE | INDOCAB | Supply and laying of Earth 1 Core x 4.0 sqmm Copper Cable, PVC insulated, single-core, suitable for effective grounding of solar PV structures and equipment. Provides excellent conductivity, mechanical strength, and reliable fault current dissipation for enhanced system safety. | MTR | 40.341
137 | ERTH 1 C X 6.0 SQMM CU CABLE | INDOCAB | Supply and laying of Earth 1 Core x 6.0 sqmm Copper Cable, PVC insulated, single-core, suitable for grounding of solar PV modules, structures, and electrical panels. Ensures superior conductivity, thermal stability, and reliable dissipation of fault currents, enhancing overall system safety | MTR | 60.3435
138 | ERTH 1 C X 10 SQMM CU CABLE | INDOCAB | Supply and laying of Earth 1 Core x 10 sqmm Copper Cable, PVC insulated, single-core, suitable for grounding of solar power equipment, structures, and LT panels. Offers high conductivity, durability, and effective fault current dissipation for enhanced system safety and performance. | MTR | 105.7875
139 | ERTH 1 C X 16 SQMM CU.FLEX CABLE | APAR / POLYCAB / RR KABEL / HAVELLS | Supply and laying of Earth 1 Core x 16 sqmm Copper Flexible Cable, PVC insulated, suitable for grounding of solar power equipment and LT panels. Provides high conductivity, flexibility, and reliable fault current dissipation to ensure system protection and safety compliance. | MTR | 167.7165
140 | ERTH 1 C X 16 SQMM ALM.FLEX CABLE | KANBERY / FLEXGUARD / GEONOM | Supply and laying of Earth 1 Core x 16 sqmm Aluminium Flexible Cable, PVC insulated, suitable for earthing of solar structures and LT panels. Provides cost-effective grounding solution with adequate conductivity and flexibility for reliable fault current dissipation and system safety. | MTR | 20
141 | ERTH GI STRIP | GI | Supply and installation of GI Earth Strip (Hot-Dip Galvanized), suitable for effective grounding of solar structures and electrical equipment. Ensures reliable fault current dissipation, corrosion resistance, and long-term performance as per electrical safety standards. | MTR | 35
142
143
144
145
146 | FRP Cable TraySize: (W) 50mm x(H)50mm x (T)3mm | FRP | Supply and installation of FRP Cable Tray, size 50mm (W) x 50mm (H) x 3mm (T) – FRP make, corrosion-resistant, UV-stabilized, and lightweight. Suitable for safe and durable routing of DC/AC cables in solar power installations under harsh outdoor conditions. | MTR | 230
147 | FRP Cable TraySize: (W) 75mmX(H) 25mmX(T) 3mm | FRP | Supply and installation of FRP Cable Tray, size 100mm (W) x 50mm (H) x 3mm (T) – FRP make, UV-resistant, corrosion-proof, and lightweight. Ideal for safe and organized routing of solar AC/DC cables in outdoor environments, ensuring long-term durability and electrical safety. | MTR | 230
148 | FRP Cable TraySize: (W) 100mm x(H)50mm x (T)3mm | FRP | Supply and installation of FRP Cable Tray, size 100mm (W) x 50mm (H) x 3mm (T), UV-resistant and corrosion-proof. Suitable for safe and durable routing of solar AC/DC cables in outdoor installations, offering long life and low maintenance. | MTR | 350
149 | FRP Cable TraySize: (W) 150mmX(H) 50mmX (T) 3mm | FRP | Supply and installation of FRP Cable Tray, size 150mm (W) x 50mm (H) x 3mm (T), made of fiber-reinforced plastic, UV-resistant and corrosion-proof. Ideal for structured and long-lasting cable management in solar installations under outdoor conditions. | MTR | 480
150 | FRP Cable TraySize: (W) 200mm x(H)50mm x (T)3mm | FRP | "Supply and installation of FRP Cable Tray, size 200mm (W) x 50mm (H) x 3mm (T), made from UV-resistant and corrosion-proof fiber-reinforced plastic. Designed for reliable and long-lasting support of AC/DC cable routing in solar power installations exposed to outdoor environments. | MTR | 530
151 | FRP Cable TraySize: (W) 300mmX(H) 50mmX(T) 3mm | FRP | Supply and installation of FRP Cable Tray, size 300mm (W) x 50mm (H) x 3mm (T), manufactured from fiber-reinforced plastic with high UV resistance and corrosion protection. Suitable for safe, durable, and organized routing of multiple AC/DC solar cables in outdoor environments. | MTR | 700
152 |  |  |  | MTR
153 |  |  |  | MTR
154 |  |  |  | MTR
155 | GI Cable Tray (W) 50mm x(H)50mm x (T)3mm | GI | Supply and installation of GI Cable Tray, size 50mm (W) x 50mm (H) x 3mm (T), fabricated from hot-dip galvanized iron for corrosion resistance. Suitable for safe and structured routing of AC/DC solar cables in outdoor and industrial environments. | MTR
156 | GI Cable Tray (W) 75mmX(H) 25mmX(T) 3mm | GI | Supply and installation of GI Cable Tray, size 75mm (W) x 25mm (H) x 3mm (T), made from hot-dip galvanized iron for enhanced corrosion resistance. Suitable for neat and durable routing of solar AC/DC cables in outdoor or industrial environments. | MTR
157 | GI Cable Tray (W) 100mm x(H)50mm x (T)3mm | GI | Supply and installation of GI Cable Tray, size 100mm (W) x 50mm (H) x 3mm (T), fabricated from hot-dip galvanized iron, providing excellent corrosion resistance. Suitable for safe, durable, and organized routing of AC/DC cables in solar power installations. | MTR
158 | GI Cable Tray (W) 150mmX(H) 50mmX (T) 3mm | GI | Supply and installation of GI Cable Tray, size 150mm (W) x 50mm (H) x 3mm (T), fabricated from hot-dip galvanized iron for superior corrosion resistance. Ideal for safe and organized routing of solar AC/DC cables in outdoor and industrial environments. | MTR
159 | GI Cable Tray (W) 200mm x(H)50mm x (T)3mm | GI | Supply and installation of GI Cable Tray, size 200mm (W) x 50mm (H) x 3mm (T), made from hot-dip galvanized iron for excellent corrosion resistance and durability. Suitable for organized and secure routing of multiple AC/DC cables in solar power plant installations. | MTR
160 | GI Cable Tray (W) 300mmX(H) 50mmX(T) 3mm | GI | Supply and installation of GI Cable Tray, size 300mm (W) x 50mm (H) x 3mm (T), fabricated from hot-dip galvanized iron for superior corrosion resistance. Suitable for safe and efficient routing of large volumes of AC/DC solar cables in outdoor and industrial environments. | MTR
161
162
163
164
165 | 20MM PVC CONDUITE | VARDHMAN | Supply and laying of 20mm PVC Conduit, ISI-marked, heavy-duty type, suitable for protection and routing of DC/AC cables in solar installations. UV-resistant and weatherproof for safe surface or concealed wiring in outdoor and indoor environments. | NOS | 60
166 | 25MM PVC CONDUITE | VARDHMAN | Supply and laying of 25mm PVC Conduit, ISI-marked, heavy-duty, UV-resistant and weatherproof, suitable for safe routing and protection of AC/DC cables in rooftop and ground-mounted solar installations. | NOS | 75
167 | 35MM PVC CONDUITE | VARDHMAN | Supply and laying of 35mm PVC Conduit, ISI-marked, heavy-duty, UV-resistant and weatherproof, suitable for secure routing and protection of multiple AC/DC cables in solar power installations, both rooftop and ground-mounted. | NOS | 110
168
169
170
171
172
173
174
175 | FRP Solar Walkway - Size: (W) 272mm x (L)3660mm x (H)25mm,Mesh Size: 38mm x 38mm | FRP | Supply and installation of FRP Solar Walkway, size 272mm (W) x 3660mm (L) x 25mm (H), with mesh size 38mm x 38mm. Made from corrosion-resistant, UV-stabilized fiber-reinforced plastic, suitable for safe and durable access pathways between solar module rows on rooftops or ground-mounted structures. | MTR | 370
176 | FRP Solar Walkway - Size: (W) 310mm x (L)3660mm x (H)25mm,Mesh Size: 38mm x 38mm | FRP | Supply and installation of FRP Solar Walkway, size 310mm (W) x 3660mm (L) x 25mm (H), with mesh size 38mm x 38mm. Manufactured from UV-resistant, corrosion-proof fiber-reinforced plastic, designed to provide safe, durable, and non-slip access between solar panel rows in rooftop or ground-mounted solar installations. | MTR | 400
177
178
179
180
181 | MC4 CONNECTORS | NIGBO | Supply and installation of MC4 connectors, UV-resistant and IP67-rated, suitable for secure and weatherproof DC cable connections in solar PV systems. Ensures reliable plug-and-play connectivity between solar modules and string cables with minimal power loss. | NOS | 32
182
183
184
185
186
187
188
189
190
191
192
193
194
195
196
197
198
199
200
201
202

## DATA
| Structure Hight | Area | Meter Phase | DISCOM | Cost | Module | Type of Solar Module | Month | Unit/Day | Kwh | INR | Type Of Module Mounting Structure |  | Module Wattage | No Of Modules | Capacity | Module Cost | Off Grid Inverter Price | Hybrid Inverter Price | Type of Solar Plant:
| 1 - 3 | Urban | LT Consumet | MGVCL | 3500 | Adani-530Wp(Bi-Facial) | Mono Bi - Facial | Jan | 4.1 | 1921.752 | 15374.016 | Elevated Structure | Nos | 535 | 2 | 1.07 | 40000 | 15500 |  | ON GRID
| 4-6 | Urban | HT Consumer | UGVCL | 3500 | Adani-540Wp(Bi-Facial) | Topcon Bi - Facial | Jan | 4.6 | 2156.112 | 17248.896 | Mono Rail | Nos | 535 | 3 | 1.605 | 60000 | 17500 |  | OFF GRID
| 6-8 | Rural | LT Consumet | PGVCL | 5500 | Adani-535Wp(Bi-Facial) |  | Fab | 4.6 | 1947.456 | 15579.648 |  | Kwp | 535 | 4 | 2.14 | 80000 | 40000 |  | HYBRID
| 8-10 |  |  | DGVCL |  | Adani-570Wp(Bi-Facial) |  | March | 5 | 2343.6 | 18748.8 |  | Kw | 535 | 5 | 2.675 | 100000 | 60000
| 10-12 |  |  | TORRENT |  | 570wp Topcon (Bi-Facial) |  | April | 5 | 2268 | 18144 |  | Sqft Minimum | 535 | 6 | 3.21 | 120000 | 74500
| 12-14 |  |  | MP Board |  | 595 Wp Topcon Bi-Facial |  | May | 5 | 2343.6 | 18748.8 |  | Feet | 535 | 7 | 3.745 | 140000 | 74500
| 18 - 20 |  |  |  |  | 540Wp Bi-Facial |  | Jun | 5 | 2268 | 18144 |  | Degree | 535 | 8 | 4.28 | 160000
| NOT MENTIONED |  |  |  |  | 545 Wp Bi-Facial |  | July | 4.1 | 1921.752 | 15374.016 |  | Kwh
[6 empty] | 600wp Topcon (Bi-Facial) |  | Aug | 4.1 | 1921.752 | 15374.016 |  | INR
[8 empty] | Sep | 3.9 | 1769.04 | 14152.32 |  | kw AC O/P Inverter
[8 empty] | Oct | 4.6 | 2156.112 | 17248.896 |  | Unit
[8 empty] | Nov | 4.6 | 2086.56 | 16692.48 |  | Rupees
[8 empty] | Dec | 4.6 | 2156.112 | 17248.896 |  | Wp
[9 empty] | 4.5917 | 25339 | 202705
| ACDB |  |  |  |  | DCDB | LA | Earthing
ACDB | - MCB+MCCB+CONTACTOR+NVR+SPP+SPD+MMF METER | 6 STAGE PROTECTION + MMF METER |  | 2 STAGE PROTECTION | DCDB | - Fuse +SPD | Conventional Lightning Arrestor | G.I EARTHING ELECTRODE (PIPE IN STRIP) | ERTH - | ERTH - G.I EARTHING ELECTRODE (PIPE IN STRIP)
ACDB | - MCB+MCCB+CONTACTOR+SPD | 4 STAGE PROTECTION |  | 2 STAGE PROTECTION | DCDB | - DC MCB + SPD | ESE Lightning Arrestor | G.I EARTHING ELECTRODE (PIPE IN PIPE) | ERTH - | ERTH - G.I EARTHING ELECTRODE (PIPE IN PIPE)
ACDB | - MCB+MCCB+CONTACTOR+SPD+NVR | 5 STAGE PROTECTION |  | 3 STAGE PROTECTION | DCDB | - Fuse + MCB + SPD |  | COPPER BONDED EARTHING ELECTRODE (PIPE IN STRIP) | ERTH - | ERTH - COPPER BONDED EARTHING ELECTRODE (PIPE IN STRIP)
ACDB | - MCB+MCCB+CONTACTOR+SPD+NVR+SPP | 6 STAGE PROTECTION ( W/O MMF METER ) |  | SINGLE STAGE PROTECTION | DCDB | - only Fuse Box |  | PURE COPPER EARTHING ELECTRODE (PIPE IN STRIP) | ERTH - | ERTH - PURE COPPER EARTHING ELECTRODE (PIPE IN STRIP)
ACDB | - MCB+SPD | 2 STAGE PROTECTION | [5 empty] | COPPER BONDED SOLID ELECTRODE | ERTH - | ERTH - COPPER BONDED SOLID ELECTRODE

## PRICE LIST
Sr No | ITEM NAME |  | UNIT | RATE | GST |  |  | TOTAL
1 | Module BI FACIAL |  | RS/WATT | 16 | 12% |  |  | 17.92
2 | Module TOPCON |  | RS/WATT | 17 | 12% |  |  | 19.04
3 | Inverter |  | RS/WATT | 5.1 | 12% |  |  | 5.712
4 | Structure = 60 x 40 |  | Rs/Kw | 4000 | 18% |  |  | 4720
5 | Structure = 40 x 40 |  | Rs/Kw | 70 | 18% |  |  | 82.6
6 | Base Plate |  | RS/NOS | 38 | 18% |  |  | 44.84
7 | Ancore Fastner |  | RS/NOS | 10 | 18% |  |  | 11.8
8 | J Bolt |  | RS/NOS | 12 | 18% |  |  | 14.16
9 | ACDB |  | RS/WATT | 0.7 | 18% |  |  | 0.826
10 | DCDB |  | RS/WATT | 0.5 | 18% |  |  | 0.59
11 | Lighting Arrestor |  | RS/NOS | 2000 | 18% |  |  | 2360
12 | Earthing Kit |  | RS/NOS | 1500 | 18% |  |  | 1770
13 | Plant cabaling |  | RS/Kw | 1200 | 18% |  |  | 1416
14 | AC Wire |  | RS/MTR |  | 18% |  |  | 0
15 | DC Wire |  | RS/MTR | 40.25 | 18% |  |  | 47.495
16 | Eaething Wire |  | RS/MTR | 32 | 18% |  |  | 37.76
17 | L.A Wire |  | RS/NOS | 22 | 18% |  |  | 25.96
18 | PVC Pipe |  | RS/NOS | 65 | 18% |  |  | 76.7
19 | MC4 Connector |  | RS/NOS | 65 | 18% |  |  | 76.7
20 | Isolation |  | RS/NOS |  | 18% |  |  | 0
21 | walk way |  | RS/SQR MTR | 425 | 18% |  |  | 501.5
22 | Foundation Work |  | RS/NOS | 350 | 18% |  |  | 413
23 | IFP Charges |  | RS/KW | 350 | 18% |  |  | 413
24 | Other Miss.Item |  | RS/KW | 150 | 18% |  |  | 177
25 | Installation Charges |  | RS/KW | 1700 | 18% |  |  | 2006
26 | Commissioning Charges |  |  |  | 12% |  |  | 0
SR NO | NO OF MODULE | MODULE WATTAGE BI FACIAL | DC CAPACITY BI FACIAL | DISCOVER RATE BI FACIAL | GST | FINAL RATE BI FACIAL | MODULE WATTAGE TOPCON | DC CAPACITY TOPCON | DISCOVER RATE TOPCON | GST | FINAL RATE TOPCON | MODULE BI FACIAL | MODULE TOPCON | INVERTER | STRUCTURE | BASE PLATE | ANCORE FASTNER | J BOULT | ACDB | DCDB | LA | EARTHING ROAD KIT | AC CABLE | DC CABLE | LA CABLE | PVC PIPE | MC4 CONNECTOR | ISOLATOR | WALK WAY | FOUNDATION | IFP CHARGES | OTHER MISS ITEM | INSTALLATION CHARGES | TOAL BI FACIAL | TOTAL TOPCON | COMMISSIONING CHARGES | TOAL BI FACIAL | TOTAL TOPCON
1 | 12 | 545 | 6.54 | 36578.6177 | 13.9% | 272476.3182 | 580 | 6.96 | 36572.6667 | 13.9% | 289927.6206 | 104640 | 118320 | 35496 | 27840 | 456 | 120 | 576 | 4872 | 3480 | 2000 | 1500 | 8352 |  |  |  | 390 | 696 | 5763 | 2100 | 2436 | 1044 | 11832 | 213593 | 227273 | 12% | 239224.16 | 254545.76
2 | 13 | 545 | 7.085 | 36532.5109 | 13.9% | 294810.6048 | 580 | 7.54 | 36529.3422 | 13.9% | 313716.1824 | 113360 | 128180 | 38454 | 30160 | 494 | 130 | 624 | 5278 | 3770 | 2000 | 1500 | 9048 |  |  |  | 422.5 | 754 | 6243.25 | 2275 | 2639 | 1131 | 12818 | 231100.75 | 245920.75 | 12% | 258832.84 | 275431.24
3 | 14 | 545 | 7.63 | 36492.9908 | 13.9% | 317144.8913 | 580 | 8.12 | 36492.2069 | 13.9% | 337504.7441 | 122080 | 138040 | 41412 | 32480 | 532 | 140 | 672 | 5684 | 4060 | 2000 | 1500 | 9744 |  |  |  | 455 | 812 | 6723.5 | 2450 | 2842 | 1218 | 13804 | 248608.5 | 264568.5 | 12% | 278441.52 | 296316.72
4 | 15 | 545 | 8.175 | 36458.7401 | 13.9% | 339479.1778 | 580 | 8.7 | 36460.023 | 13.9% | 361293.3058 | 130800 | 147900 | 44370 | 34800 | 570 | 150 | 720 | 6090 | 4350 | 2000 | 1500 | 10440 |  |  |  | 487.5 | 870 | 7203.75 | 2625 | 3045 | 1305 | 14790 | 266116.25 | 283216.25 | 12% | 298050.2 | 317202.2
5 | 16 | 545 | 8.72 | 36428.7706 | 13.9% | 361813.4643 | 580 | 9.28 | 36431.8621 | 13.9% | 385081.8675 | 139520 | 157760 | 47328 | 37120 | 608 | 160 | 768 | 6496 | 4640 | 2000 | 1500 | 11136 |  |  |  | 520 | 928 | 7684 | 2800 | 3248 | 1392 | 15776 | 283624 | 301864 | 12% | 317658.88 | 338087.68
6 | 17 | 545 | 9.265 | 36402.327 | 13.9% | 384147.7508 | 580 | 9.86 | 36407.0142 | 13.9% | 408870.4292 | 148240 | 167620 | 50286 | 39440 | 646 | 170 | 816 | 6902 | 4930 | 2000 | 1500 | 11832 |  |  |  | 552.5 | 986 | 8164.25 | 2975 | 3451 | 1479 | 16762 | 301131.75 | 320511.75 | 12% | 337267.56 | 358973.16
7 | 18 | 545 | 9.81 | 36378.8216 | 13.9% | 406482.0374 | 580 | 10.44 | 36384.9272 | 13.9% | 432658.991 | 156960 | 177480 | 53244 | 41760 | 684 | 180 | 864 | 7308 | 5220 | 2000 | 1500 | 12528 |  |  |  | 585 | 1044 | 8644.5 | 3150 | 3654 | 1566 | 17748 | 318639.5 | 339159.5 | 12% | 356876.24 | 379858.64
8 | 20 | 545 | 10.9 | 36338.8624 | 13.9% | 451150.6104 | 580 | 11.6 | 36347.3793 | 13.9% | 480236.1144 | 174400 | 197200 | 59160 | 46400 | 760 | 200 | 960 | 8120 | 5800 | 2000 | 1500 | 13920 |  |  |  | 650 | 1160 | 9605 | 3500 | 4060 | 1740 | 19720 | 353655 | 376455 | 12% | 396093.6 | 421629.6
9 | 22 | 545 | 11.99 | 36306.1685 | 13.9% | 495819.1834 | 580 | 12.76 | 36316.6583 | 13.9% | 527813.2378 | 191840 | 216920 | 65076 | 51040 | 836 | 220 | 1056 | 8932 | 6380 | 2000 | 1500 | 15312 |  |  |  | 715 | 1276 | 10565.5 | 3850 | 4466 | 1914 | 21692 | 388670.5 | 413750.5 | 12% | 435310.96 | 463400.56
10 | 24 | 545 | 13.08 | 36278.9235 | 13.9% | 540487.7565 | 580 | 13.92 | 36291.0575 | 13.9% | 575390.3613 | 209280 | 236640 | 70992 | 55680 | 912 | 240 | 1152 | 9744 | 6960 | 2000 | 1500 | 16704 |  |  |  | 780 | 1392 | 11526 | 4200 | 4872 | 2088 | 23664 | 423686 | 451046 | 12% | 474528.32 | 505171.52
11 | 26 | 545 | 14.17 | 36255.8701 | 13.9% | 585156.3295 | 580 | 15.08 | 36269.3952 | 13.9% | 622967.4847 | 226720 | 256360 | 76908 | 60320 | 988 | 260 | 1248 | 10556 | 7540 | 2000 | 1500 | 18096 |  |  |  | 845 | 1508 | 12486.5 | 4550 | 5278 | 2262 | 25636 | 458701.5 | 488341.5 | 12% | 513745.68 | 546942.48
12 | 28 | 545 | 15.26 | 36236.1101 | 13.9% | 629824.9026 | 580 | 16.24 | 36250.8276 | 13.9% | 670544.6082 | 244160 | 276080 | 82824 | 64960 | 1064 | 280 | 1344 | 11368 | 8120 | 2000 | 1500 | 19488 |  |  |  | 910 | 1624 | 13447 | 4900 | 5684 | 2436 | 27608 | 493717 | 525637 | 12% | 552963.04 | 588713.44
13 | 30 | 545 | 16.35 | 36218.9847 | 13.9% | 674493.4756 | 580 | 17.4 | 36234.7356 | 13.9% | 718121.7316 | 261600 | 295800 | 88740 | 69600 | 1140 | 300 | 1440 | 12180 | 8700 | 2000 | 1500 | 20880 |  |  |  | 975 | 1740 | 14407.5 | 5250 | 6090 | 2610 | 29580 | 528732.5 | 562932.5 | 12% | 592180.4 | 630484.4
14 | 32 | 545 | 17.44 | 36204 | 13.9% | 719162.0486 | 580 | 18.56 | 36220.6552 | 13.9% | 765698.855 | 279040 | 315520 | 94656 | 74240 | 1216 | 320 | 1536 | 12992 | 9280 | 2000 | 1500 | 22272 |  |  |  | 1040 | 1856 | 15368 | 5600 | 6496 | 2784 | 31552 | 563748 | 600228 | 12% | 631397.76 | 672255.36
15 | 34 | 545 | 18.53 | 36190.7782 | 13.9% | 763830.6217 | 580 | 19.72 | 36208.2312 | 13.9% | 813275.9785 | 296480 | 335240 | 100572 | 78880 | 1292 | 340 | 1632 | 13804 | 9860 | 2000 | 1500 | 23664 |  |  |  | 1105 | 1972 | 16328.5 | 5950 | 6902 | 2958 | 33524 | 598763.5 | 637523.5 | 12% | 670615.12 | 714026.32
16 | 36 | 545 | 19.62 | 36179.0255 | 13.9% | 808499.1947 | 580 | 20.88 | 36197.1877 | 13.9% | 860853.1019 | 313920 | 354960 | 106488 | 83520 | 1368 | 360 | 1728 | 14616 | 10440 | 2000 | 1500 | 25056 |  |  |  | 1170 | 2088 | 17289 | 6300 | 7308 | 3132 | 35496 | 633779 | 674819 | 12% | 709832.48 | 755797.28
17 | 38 | 545 | 20.71 | 36168.5099 | 13.9% | 853167.7678 | 580 | 22.04 | 36187.3067 | 13.9% | 908430.2254 | 331360 | 374680 | 112404 | 88160 | 1444 | 380 | 1824 | 15428 | 11020 | 2000 | 1500 | 26448 |  |  |  | 1235 | 2204 | 18249.5 | 6650 | 7714 | 3306 | 37468 | 668794.5 | 712114.5 | 12% | 749049.84 | 797568.24
18 | 40 | 545 | 21.8 | 36159.0459 | 13.9% | 897836.3408 | 580 | 23.2 | 36178.4138 | 13.9% | 956007.3488 | 348800 | 394400 | 118320 | 92800 | 1520 | 400 | 1920 | 16240 | 11600 | 2000 | 1500 | 27840 |  |  |  | 1300 | 2320 | 19210 | 7000 | 8120 | 3480 | 39440 | 703810 | 749410 | 12% | 788267.2 | 839339.2
19 | 42 | 545 | 22.89 | 36150.4832 | 13.9% | 942504.9138 | 580 | 24.36 | 36170.3678 | 13.9% | 1003584.4722 | 366240 | 414120 | 124236 | 97440 | 1596 | 420 | 2016 | 17052 | 12180 | 2000 | 1500 | 29232 |  |  |  | 1365 | 2436 | 20170.5 | 7350 | 8526 | 3654 | 41412 | 738825.5 | 786705.5 | 12% | 827484.56 | 881110.16
20 | 44 | 545 | 23.98 | 36142.6989 | 13.9% | 987173.4869 | 580 | 25.52 | 36163.0533 | 13.9% | 1051161.5957 | 383680 | 433840 | 130152 | 102080 | 1672 | 440 | 2112 | 17864 | 12760 | 2000 | 1500 | 30624 |  |  |  | 1430 | 2552 | 21131 | 7700 | 8932 | 3828 | 43384 | 773841 | 824001 | 12% | 866701.92 | 922881.12
21 | 46 | 545 | 25.07 | 36135.5915 | 13.9% | 1031842.0599 | 580 | 26.68 | 36156.3748 | 13.9% | 1098738.7191 | 401120 | 453560 | 136068 | 106720 | 1748 | 460 | 2208 | 18676 | 13340 | 2000 | 1500 | 32016 |  |  |  | 1495 | 2668 | 22091.5 | 8050 | 9338 | 4002 | 45356 | 808856.5 | 861296.5 | 12% | 905919.28 | 964652.08
22 | 48 | 545 | 26.16 | 36129.0765 | 13.9% | 1076510.633 | 580 | 27.84 | 36150.2529 | 13.9% | 1146315.8426 | 418560 | 473280 | 141984 | 111360 | 1824 | 480 | 2304 | 19488 | 13920 | 2000 | 1500 | 33408 |  |  |  | 1560 | 2784 | 23052 | 8400 | 9744 | 4176 | 47328 | 843872 | 898592 | 12% | 945136.64 | 1006423.04
23 | 50 | 545 | 27.25 | 36123.0826 | 13.9% | 1121179.206 | 580 | 29 | 36144.6207 | 13.9% | 1193892.966 | 436000 | 493000 | 147900 | 116000 | 1900 | 500 | 2400 | 20300 | 14500 | 2000 | 1500 | 34800 |  |  |  | 1625 | 2900 | 24012.5 | 8750 | 10150 | 4350 | 49300 | 878887.5 | 935887.5 | 12% | 984354 | 1048194
24 | 52 | 545 | 28.34 | 36117.5498 | 13.9% | 1165847.779 | 580 | 30.16 | 36139.4218 | 13.9% | 1241470.0894 | 453440 | 512720 | 153816 | 120640 | 1976 | 520 | 2496 | 21112 | 15080 | 2000 | 1500 | 36192 |  |  |  | 1690 | 3016 | 24973 | 9100 | 10556 | 4524 | 51272 | 913903 | 973183 | 12% | 1023571.36 | 1089964.96
25 | 54 | 545 | 29.43 | 36112.4268 | 13.9% | 1210516.3521 | 580 | 31.32 | 36134.6079 | 13.9% | 1289047.2129 | 470880 | 532440 | 159732 | 125280 | 2052 | 540 | 2592 | 21924 | 15660 | 2000 | 1500 | 37584 |  |  |  | 1755 | 3132 | 25933.5 | 9450 | 10962 | 4698 | 53244 | 948918.5 | 1010478.5 | 12% | 1062788.72 | 1131735.92
26 | 56 | 545 | 30.52 | 36107.6697 | 13.9% | 1255184.9251 | 580 | 32.48 | 36130.1379 | 13.9% | 1336624.3363 | 488320 | 552160 | 165648 | 129920 | 2128 | 560 | 2688 | 22736 | 16240 | 2000 | 1500 | 38976 |  |  |  | 1820 | 3248 | 26894 | 9800 | 11368 | 4872 | 55216 | 983934 | 1047774 | 12% | 1102006.08 | 1173506.88
27 | 58 | 545 | 31.61 | 36103.2407 | 13.9% | 1299853.4982 | 580 | 33.64 | 36125.9762 | 13.9% | 1384201.4598 | 505760 | 571880 | 171564 | 134560 | 2204 | 580 | 2784 | 23548 | 16820 | 2000 | 1500 | 40368 |  |  |  | 1885 | 3364 | 27854.5 | 10150 | 11774 | 5046 | 57188 | 1018949.5 | 1085069.5 | 12% | 1141223.44 | 1215277.84
28 | 60 | 545 | 32.7 | 36099.107 | 13.9% | 1344522.0712 | 580 | 34.8 | 36122.092 | 13.9% | 1431778.5832 | 523200 | 591600 | 177480 | 139200 | 2280 | 600 | 2880 | 24360 | 17400 | 2000 | 1500 | 41760 |  |  |  | 1950 | 3480 | 28815 | 10500 | 12180 | 5220 | 59160 | 1053965 | 1122365 | 12% | 1180440.8 | 1257048.8
29 | 62 | 545 | 33.79 | 36095.24 | 13.9% | 1389190.6442 | 580 | 35.96 | 36118.4583 | 13.9% | 1479355.7066 | 540640 | 611320 | 183396 | 143840 | 2356 | 620 | 2976 | 25172 | 17980 | 2000 | 1500 | 43152 |  |  |  | 2015 | 3596 | 29775.5 | 10850 | 12586 | 5394 | 61132 | 1088980.5 | 1159660.5 | 12% | 1219658.16 | 1298819.76
30 | 64 | 545 | 34.88 | 36091.6147 | 13.9% | 1433859.2173 | 580 | 37.12 | 36115.0517 | 13.9% | 1526932.8301 | 558080 | 631040 | 189312 | 148480 | 2432 | 640 | 3072 | 25984 | 18560 | 2000 | 1500 | 44544 |  |  |  | 2080 | 3712 | 30736 | 11200 | 12992 | 5568 | 63104 | 1123996 | 1196956 | 12% | 1258875.52 | 1340590.72
31 | 66 | 545 | 35.97 | 36088.2091 | 13.9% | 1478527.7903 | 580 | 38.28 | 36111.8516 | 13.9% | 1574509.9535 | 575520 | 650760 | 195228 | 153120 | 2508 | 660 | 3168 | 26796 | 19140 | 2000 | 1500 | 45936 |  |  |  | 2145 | 3828 | 31696.5 | 11550 | 13398 | 5742 | 65076 | 1159011.5 | 1234251.5 | 12% | 1298092.88 | 1382361.68
32 | 68 | 545 | 37.06 | 36085.0038 | 13.9% | 1523196.3634 | 580 | 39.44 | 36108.8398 | 13.9% | 1622087.077 | 592960 | 670480 | 201144 | 157760 | 2584 | 680 | 3264 | 27608 | 19720 | 2000 | 1500 | 47328 |  |  |  | 2210 | 3944 | 32657 | 11900 | 13804 | 5916 | 67048 | 1194027 | 1271547 | 12% | 1337310.24 | 1424132.64
33 | 70 | 545 | 38.15 | 36081.9817 | 13.9% | 1567864.9364 | 580 | 40.6 | 36106 | 13.9% | 1669664.2004 | 610400 | 690200 | 207060 | 162400 | 2660 | 700 | 3360 | 28420 | 20300 | 2000 | 1500 | 48720 |  |  |  | 2275 | 4060 | 33617.5 | 12250 | 14210 | 6090 | 69020 | 1229042.5 | 1308842.5 | 12% | 1376527.6 | 1465903.6
34 | 72 | 545 | 39.24 | 36079.1274 | 13.9% | 1612533.5094 | 580 | 41.76 | 36103.318 | 13.9% | 1717241.3238 | 627840 | 709920 | 212976 | 167040 | 2736 | 720 | 3456 | 29232 | 20880 | 2000 | 1500 | 50112 |  |  |  | 2340 | 4176 | 34578 | 12600 | 14616 | 6264 | 70992 | 1264058 | 1346138 | 12% | 1415744.96 | 1507674.56
35 | 74 | 545 | 40.33 | 36076.4275 | 13.9% | 1657202.0825 | 580 | 42.92 | 36100.781 | 13.9% | 1764818.4473 | 645280 | 729640 | 218892 | 171680 | 2812 | 740 | 3552 | 30044 | 21460 | 2000 | 1500 | 51504 |  |  |  | 2405 | 4292 | 35538.5 | 12950 | 15022 | 6438 | 72964 | 1299073.5 | 1383433.5 | 12% | 1454962.32 | 1549445.52
36 | 76 | 545 | 41.42 | 36073.8696 | 13.9% | 1701870.6555 | 580 | 44.08 | 36098.3775 | 13.9% | 1812395.5707 | 662720 | 749360 | 224808 | 176320 | 2888 | 760 | 3648 | 30856 | 22040 | 2000 | 1500 | 52896 |  |  |  | 2470 | 4408 | 36499 | 13300 | 15428 | 6612 | 74936 | 1334089 | 1420729 | 12% | 1494179.68 | 1591216.48
37 | 78 | 545 | 42.51 | 36071.443 | 13.9% | 1746539.2286 | 580 | 45.24 | 36096.0973 | 13.9% | 1859972.6942 | 680160 | 769080 | 230724 | 180960 | 2964 | 780 | 3744 | 31668 | 22620 | 2000 | 1500 | 54288 |  |  |  | 2535 | 4524 | 37459.5 | 13650 | 15834 | 6786 | 76908 | 1369104.5 | 1458024.5 | 12% | 1533397.04 | 1632987.44
38 | 80 | 545 | 43.6 | 36069.1376 | 13.9% | 1791207.8016 | 580 | 46.4 | 36093.931 | 13.9% | 1907549.8176 | 697600 | 788800 | 236640 | 185600 | 3040 | 800 | 3840 | 32480 | 23200 | 2000 | 1500 | 55680 |  |  |  | 2600 | 4640 | 38420 | 14000 | 16240 | 6960 | 78880 | 1404120 | 1495320 | 12% | 1572614.4 | 1674758.4
39 | 82 | 545 | 44.69 | 36066.9447 | 13.9% | 1835876.3746 | 580 | 47.56 | 36091.8705 | 13.9% | 1955126.941 | 715040 | 808520 | 242556 | 190240 | 3116 | 820 | 3936 | 33292 | 23780 | 2000 | 1500 | 57072 |  |  |  | 2665 | 4756 | 39380.5 | 14350 | 16646 | 7134 | 80852 | 1439135.5 | 1532615.5 | 12% | 1611831.76 | 1716529.36
40 | 84 | 545 | 45.78 | 36064.8563 | 13.9% | 1880544.9477 | 580 | 48.72 | 36089.908 | 13.9% | 2002704.0645 | 732480 | 828240 | 248472 | 194880 | 3192 | 840 | 4032 | 34104 | 24360 | 2000 | 1500 | 58464 |  |  |  | 2730 | 4872 | 40341 | 14700 | 17052 | 7308 | 82824 | 1474151 | 1569911 | 12% | 1651049.12 | 1758300.32
41 | 86 | 545 | 46.87 | 36062.8649 | 13.9% | 1925213.5207 | 580 | 49.88 | 36088.0369 | 13.9% | 2050281.1879 | 749920 | 847960 | 254388 | 199520 | 3268 | 860 | 4128 | 34916 | 24940 | 2000 | 1500 | 59856 |  |  |  | 2795 | 4988 | 41301.5 | 15050 | 17458 | 7482 | 84796 | 1509166.5 | 1607206.5 | 12% | 1690266.48 | 1800071.28
42 | 88 | 545 | 47.96 | 36060.9641 | 13.9% | 1969882.0938 | 580 | 51.04 | 36086.2508 | 13.9% | 2097858.3114 | 767360 | 867680 | 260304 | 204160 | 3344 | 880 | 4224 | 35728 | 25520 | 2000 | 1500 | 61248 |  |  |  | 2860 | 5104 | 42262 | 15400 | 17864 | 7656 | 86768 | 1544182 | 1644502 | 12% | 1729483.84 | 1841842.24
43 | 90 | 545 | 49.05 | 36059.1478 | 13.9% | 2014550.6668 | 580 | 52.2 | 36084.5441 | 13.9% | 2145435.4348 | 784800 | 887400 | 266220 | 208800 | 3420 | 900 | 4320 | 36540 | 26100 | 2000 | 1500 | 62640 |  |  |  | 2925 | 5220 | 43222.5 | 15750 | 18270 | 7830 | 88740 | 1579197.5 | 1681797.5 | 12% | 1768701.2 | 1883613.2
44 | 92 | 545 | 50.14 | 36057.4105 | 13.9% | 2059219.2398 | 580 | 53.36 | 36082.9115 | 13.9% | 2193012.5582 | 802240 | 907120 | 272136 | 213440 | 3496 | 920 | 4416 | 37352 | 26680 | 2000 | 1500 | 64032 |  |  |  | 2990 | 5336 | 44183 | 16100 | 18676 | 8004 | 90712 | 1614213 | 1719093 | 12% | 1807918.56 | 1925384.16
45 | 94 | 545 | 51.23 | 36055.747 | 13.9% | 2103887.8129 | 580 | 54.52 | 36081.3485 | 13.9% | 2240589.6817 | 819680 | 926840 | 278052 | 218080 | 3572 | 940 | 4512 | 38164 | 27260 | 2000 | 1500 | 65424 |  |  |  | 3055 | 5452 | 45143.5 | 16450 | 19082 | 8178 | 92684 | 1649228.5 | 1756388.5 | 12% | 1847135.92 | 1967155.12
46 | 96 | 545 | 52.32 | 36054.1529 | 13.9% | 2148556.3859 | 580 | 55.68 | 36079.8506 | 13.9% | 2288166.8051 | 837120 | 946560 | 283968 | 222720 | 3648 | 960 | 4608 | 38976 | 27840 | 2000 | 1500 | 66816 |  |  |  | 3120 | 5568 | 46104 | 16800 | 19488 | 8352 | 94656 | 1684244 | 1793684 | 12% | 1886353.28 | 2008926.08
47 | 98 | 545 | 53.41 | 36052.6239 | 13.9% | 2193224.959 | 580 | 56.84 | 36078.4138 | 13.9% | 2335743.9286 | 854560 | 966280 | 289884 | 227360 | 3724 | 980 | 4704 | 39788 | 28420 | 2000 | 1500 | 68208 |  |  |  | 3185 | 5684 | 47064.5 | 17150 | 19894 | 8526 | 96628 | 1719259.5 | 1830979.5 | 12% | 1925570.64 | 2050697.04
48 | 100 | 545 | 54.5 | 36051.156 | 13.9% | 2237893.532 | 580 | 58 | 36077.0345 | 13.9% | 2383321.052 | 872000 | 986000 | 295800 | 232000 | 3800 | 1000 | 4800 | 40600 | 29000 | 2000 | 1500 | 69600 |  |  |  | 3250 | 5800 | 48025 | 17500 | 20300 | 8700 | 98600 | 1754275 | 1868275 | 12% | 1964788 | 2092468
49 | 102 | 545 | 55.59 | 36049.7456 | 13.9% | 2282562.105 | 580 | 59.16 | 36075.7093 | 13.9% | 2430898.1754 | 889440 | 1005720 | 301716 | 236640 | 3876 | 1020 | 4896 | 41412 | 29580 | 2000 | 1500 | 70992 |  |  |  | 3315 | 5916 | 48985.5 | 17850 | 20706 | 8874 | 100572 | 1789290.5 | 1905570.5 | 12% | 2004005.36 | 2134238.96
50 | 104 | 545 | 56.68 | 36048.3896 | 13.9% | 2327230.6781 | 580 | 60.32 | 36074.435 | 13.9% | 2478475.2989 | 906880 | 1025440 | 307632 | 241280 | 3952 | 1040 | 4992 | 42224 | 30160 | 2000 | 1500 | 72384 |  |  |  | 3380 | 6032 | 49946 | 18200 | 21112 | 9048 | 102544 | 1824306 | 1942866 | 12% | 2043222.72 | 2176009.92
51 | 106 | 545 | 57.77 | 36047.0846 | 13.9% | 2371899.2511 | 580 | 61.48 | 36073.2088 | 13.9% | 2526052.4223 | 924320 | 1045160 | 313548 | 245920 | 4028 | 1060 | 5088 | 43036 | 30740 | 2000 | 1500 | 73776 |  |  |  | 3445 | 6148 | 50906.5 | 18550 | 21518 | 9222 | 104516 | 1859321.5 | 1980161.5 | 12% | 2082440.08 | 2217780.88
52 | 108 | 545 | 58.86 | 36045.8281 | 13.9% | 2416567.8242 | 580 | 62.64 | 36072.0281 | 13.9% | 2573629.5458 | 941760 | 1064880 | 319464 | 250560 | 4104 | 1080 | 5184 | 43848 | 31320 | 2000 | 1500 | 75168 |  |  |  | 3510 | 6264 | 51867 | 18900 | 21924 | 9396 | 106488 | 1894337 | 2017457 | 12% | 2121657.44 | 2259551.84
53 | 110 | 545 | 59.95 | 36044.6172 | 13.9% | 2461236.3972 | 580 | 63.8 | 36070.8903 | 13.9% | 2621206.6692 | 959200 | 1084600 | 325380 | 255200 | 4180 | 1100 | 5280 | 44660 | 31900 | 2000 | 1500 | 76560 |  |  |  | 3575 | 6380 | 52827.5 | 19250 | 22330 | 9570 | 108460 | 1929352.5 | 2054752.5 | 12% | 2160874.8 | 2301322.8
54 | 112 | 545 | 61.04 | 36043.4495 | 13.9% | 2505904.9702 | 580 | 64.96 | 36069.7931 | 13.9% | 2668783.7926 | 976640 | 1104320 | 331296 | 259840 | 4256 | 1120 | 5376 | 45472 | 32480 | 2000 | 1500 | 77952 |  |  |  | 3640 | 6496 | 53788 | 19600 | 22736 | 9744 | 110432 | 1964368 | 2092048 | 12% | 2200092.16 | 2343093.76
55 | 114 | 545 | 62.13 | 36042.3229 | 13.9% | 2550573.5433 | 580 | 66.12 | 36068.7344 | 13.9% | 2716360.9161 | 994080 | 1124040 | 337212 | 264480 | 4332 | 1140 | 5472 | 46284 | 33060 | 2000 | 1500 | 79344 |  |  |  | 3705 | 6612 | 54748.5 | 19950 | 23142 | 9918 | 112404 | 1999383.5 | 2129343.5 | 12% | 2239309.52 | 2384864.72
56 | 116 | 545 | 63.22 | 36041.2351 | 13.9% | 2595242.1163 | 580 | 67.28 | 36067.7122 | 13.9% | 2763938.0395 | 1011520 | 1143760 | 343128 | 269120 | 4408 | 1160 | 5568 | 47096 | 33640 | 2000 | 1500 | 80736 |  |  |  | 3770 | 6728 | 55709 | 20300 | 23548 | 10092 | 114376 | 2034399 | 2166639 | 12% | 2278526.88 | 2426635.68
57 | 118 | 545 | 64.31 | 36040.1841 | 13.9% | 2639910.6894 | 580 | 68.44 | 36066.7247 | 13.9% | 2811515.163 | 1028960 | 1163480 | 349044 | 273760 | 4484 | 1180 | 5664 | 47908 | 34220 | 2000 | 1500 | 82128 |  |  |  | 3835 | 6844 | 56669.5 | 20650 | 23954 | 10266 | 116348 | 2069414.5 | 2203934.5 | 12% | 2317744.24 | 2468406.64
58 | 120 | 545 | 65.4 | 36039.1682 | 13.9% | 2684579.2624 | 580 | 69.6 | 36065.7701 | 13.9% | 2859092.2864 | 1046400 | 1183200 | 354960 | 278400 | 4560 | 1200 | 5760 | 48720 | 34800 | 2000 | 1500 | 83520 |  |  |  | 3900 | 6960 | 57630 | 21000 | 24360 | 10440 | 118320 | 2104430 | 2241230 | 12% | 2356961.6 | 2510177.6
59 | 122 | 545 | 66.49 | 36038.1856 | 13.9% | 2729247.8354 | 580 | 70.76 | 36064.8468 | 13.9% | 2906669.4098 | 1063840 | 1202920 | 360876 | 283040 | 4636 | 1220 | 5856 | 49532 | 35380 | 2000 | 1500 | 84912 |  |  |  | 3965 | 7076 | 58590.5 | 21350 | 24766 | 10614 | 120292 | 2139445.5 | 2278525.5 | 12% | 2396178.96 | 2551948.56
60 | 124 | 545 | 67.58 | 36037.2347 | 13.9% | 2773916.4085 | 580 | 71.92 | 36063.9533 | 13.9% | 2954246.5333 | 1081280 | 1222640 | 366792 | 287680 | 4712 | 1240 | 5952 | 50344 | 35960 | 2000 | 1500 | 86304 |  |  |  | 4030 | 7192 | 59551 | 21700 | 25172 | 10788 | 122264 | 2174461 | 2315821 | 12% | 2435396.32 | 2593719.52
61 | 126 | 545 | 68.67 | 36036.314 | 13.9% | 2818584.9815 | 580 | 73.08 | 36063.0881 | 13.9% | 3001823.6567 | 1098720 | 1242360 | 372708 | 292320 | 4788 | 1260 | 6048 | 51156 | 36540 | 2000 | 1500 | 87696 |  |  |  | 4095 | 7308 | 60511.5 | 22050 | 25578 | 10962 | 124236 | 2209476.5 | 2353116.5 | 12% | 2474613.68 | 2635490.48
62 | 128 | 545 | 69.76 | 36035.422 | 13.9% | 2863253.5546 | 580 | 74.24 | 36062.25 | 13.9% | 3049400.7802 | 1116160 | 1262080 | 378624 | 296960 | 4864 | 1280 | 6144 | 51968 | 37120 | 2000 | 1500 | 89088 |  |  |  | 4160 | 7424 | 61472 | 22400 | 25984 | 11136 | 126208 | 2244492 | 2390412 | 12% | 2513831.04 | 2677261.44
63 | 130 | 545 | 70.85 | 36034.5575 | 13.9% | 2907922.1276 | 580 | 75.4 | 36061.4377 | 13.9% | 3096977.9036 | 1133600 | 1281800 | 384540 | 301600 | 4940 | 1300 | 6240 | 52780 | 37700 | 2000 | 1500 | 90480 |  |  |  | 4225 | 7540 | 62432.5 | 22750 | 26390 | 11310 | 128180 | 2279507.5 | 2427707.5 | 12% | 2553048.4 | 2719032.4
64 | 132 | 545 | 71.94 | 36033.7192 | 13.9% | 2952590.7006 | 580 | 76.56 | 36060.6499 | 13.9% | 3144555.027 | 1151040 | 1301520 | 390456 | 306240 | 5016 | 1320 | 6336 | 53592 | 38280 | 2000 | 1500 | 91872 |  |  |  | 4290 | 7656 | 63393 | 23100 | 26796 | 11484 | 130152 | 2314523 | 2465003 | 12% | 2592265.76 | 2760803.36
65 | 134 | 545 | 73.03 | 36032.9059 | 13.9% | 2997259.2737 | 580 | 77.72 | 36059.8857 | 13.9% | 3192132.1505 | 1168480 | 1321240 | 396372 | 310880 | 5092 | 1340 | 6432 | 54404 | 38860 | 2000 | 1500 | 93264 |  |  |  | 4355 | 7772 | 64353.5 | 23450 | 27202 | 11658 | 132124 | 2349538.5 | 2502298.5 | 12% | 2631483.12 | 2802574.32
66 | 136 | 545 | 74.12 | 36032.1166 | 13.9% | 3041927.8467 | 580 | 78.88 | 36059.144 | 13.9% | 3239709.2739 | 1185920 | 1340960 | 402288 | 315520 | 5168 | 1360 | 6528 | 55216 | 39440 | 2000 | 1500 | 94656 |  |  |  | 4420 | 7888 | 65314 | 23800 | 27608 | 11832 | 134096 | 2384554 | 2539594 | 12% | 2670700.48 | 2844345.28
67 | 138 | 545 | 75.21 | 36031.3501 | 13.9% | 3086596.4198 | 580 | 80.04 | 36058.4238 | 13.9% | 3287286.3974 | 1203360 | 1360680 | 408204 | 320160 | 5244 | 1380 | 6624 | 56028 | 40020 | 2000 | 1500 | 96048 |  |  |  | 4485 | 8004 | 66274.5 | 24150 | 28014 | 12006 | 136068 | 2419569.5 | 2576889.5 | 12% | 2709917.84 | 2886116.24
68 | 140 | 545 | 76.3 | 36030.6055 | 13.9% | 3131264.9928 | 580 | 81.2 | 36057.7241 | 13.9% | 3334863.5208 | 1220800 | 1380400 | 414120 | 324800 | 5320 | 1400 | 6720 | 56840 | 40600 | 2000 | 1500 | 97440 |  |  |  | 4550 | 8120 | 67235 | 24500 | 28420 | 12180 | 138040 | 2454585 | 2614185 | 12% | 2749135.2 | 2927887.2
69 | 142 | 545 | 77.39 | 36029.8819 | 13.9% | 3175933.5658 | 580 | 82.36 | 36057.0442 | 13.9% | 3382440.6442 | 1238240 | 1400120 | 420036 | 329440 | 5396 | 1420 | 6816 | 57652 | 41180 | 2000 | 1500 | 98832 |  |  |  | 4615 | 8236 | 68195.5 | 24850 | 28826 | 12354 | 140012 | 2489600.5 | 2651480.5 | 12% | 2788352.56 | 2969658.16
70 | 144 | 545 | 78.48 | 36029.1784 | 13.9% | 3220602.1389 | 580 | 83.52 | 36056.3831 | 13.9% | 3430017.7677 | 1255680 | 1419840 | 425952 | 334080 | 5472 | 1440 | 6912 | 58464 | 41760 | 2000 | 1500 | 100224 |  |  |  | 4680 | 8352 | 69156 | 25200 | 29232 | 12528 | 141984 | 2524616 | 2688776 | 12% | 2827569.92 | 3011429.12
71 | 146 | 545 | 79.57 | 36028.4942 | 13.9% | 3265270.7119 | 580 | 84.68 | 36055.7402 | 13.9% | 3477594.8911 | 1273120 | 1439560 | 431868 | 338720 | 5548 | 1460 | 7008 | 59276 | 42340 | 2000 | 1500 | 101616 |  |  |  | 4745 | 8468 | 70116.5 | 25550 | 29638 | 12702 | 143956 | 2559631.5 | 2726071.5 | 12% | 2866787.28 | 3053200.08
72 | 148 | 545 | 80.66 | 36027.8284 | 13.9% | 3309939.285 | 580 | 85.84 | 36055.1146 | 13.9% | 3525172.0146 | 1290560 | 1459280 | 437784 | 343360 | 5624 | 1480 | 7104 | 60088 | 42920 | 2000 | 1500 | 103008 |  |  |  | 4810 | 8584 | 71077 | 25900 | 30044 | 12876 | 145928 | 2594647 | 2763367 | 12% | 2906004.64 | 3094971.04
73 | 150 | 545 | 81.75 | 36027.1804 | 13.9% | 3354607.858 | 580 | 87 | 36054.5057 | 13.9% | 3572749.138 | 1308000 | 1479000 | 443700 | 348000 | 5700 | 1500 | 7200 | 60900 | 43500 | 2000 | 1500 | 104400 |  |  |  | 4875 | 8700 | 72037.5 | 26250 | 30450 | 13050 | 147900 | 2629662.5 | 2800662.5 | 12% | 2945222 | 3136742
74 | 152 | 545 | 82.84 | 36026.5495 | 13.9% | 3399276.431 | 580 | 88.16 | 36053.9129 | 13.9% | 3620326.2614 | 1325440 | 1498720 | 449616 | 352640 | 5776 | 1520 | 7296 | 61712 | 44080 | 2000 | 1500 | 105792 |  |  |  | 4940 | 8816 | 72998 | 26600 | 30856 | 13224 | 149872 | 2664678 | 2837958 | 12% | 2984439.36 | 3178512.96
75 | 154 | 545 | 83.93 | 36025.9349 | 13.9% | 3443945.0041 | 580 | 89.32 | 36053.3354 | 13.9% | 3667903.3849 | 1342880 | 1518440 | 455532 | 357280 | 5852 | 1540 | 7392 | 62524 | 44660 | 2000 | 1500 | 107184 |  |  |  | 5005 | 8932 | 73958.5 | 26950 | 31262 | 13398 | 151844 | 2699693.5 | 2875253.5 | 12% | 3023656.72 | 3220283.92
76 | 156 | 545 | 85.02 | 36025.3362 | 13.9% | 3488613.5771 | 580 | 90.48 | 36052.7728 | 13.9% | 3715480.5083 | 1360320 | 1538160 | 461448 | 361920 | 5928 | 1560 | 7488 | 63336 | 45240 | 2000 | 1500 | 108576 |  |  |  | 5070 | 9048 | 74919 | 27300 | 31668 | 13572 | 153816 | 2734709 | 2912549 | 12% | 3062874.08 | 3262054.88
77 | 158 | 545 | 86.11 | 36024.7525 | 13.9% | 3533282.1502 | 580 | 91.64 | 36052.2244 | 13.9% | 3763057.6318 | 1377760 | 1557880 | 467364 | 366560 | 6004 | 1580 | 7584 | 64148 | 45820 | 2000 | 1500 | 109968 |  |  |  | 5135 | 9164 | 75879.5 | 27650 | 32074 | 13746 | 155788 | 2769724.5 | 2949844.5 | 12% | 3102091.44 | 3303825.84
78 | 160 | 545 | 87.2 | 36024.1835 | 13.9% | 3577950.7232 | 580 | 92.8 | 36051.6897 | 13.9% | 3810634.7552 | 1395200 | 1577600 | 473280 | 371200 | 6080 | 1600 | 7680 | 64960 | 46400 | 2000 | 1500 | 111360 |  |  |  | 5200 | 9280 | 76840 | 28000 | 32480 | 13920 | 157760 | 2804740 | 2987140 | 12% | 3141308.8 | 3345596.8
79 | 162 | 545 | 88.29 | 36023.6285 | 13.9% | 3622619.2962 | 580 | 93.96 | 36051.1682 | 13.9% | 3858211.8786 | 1412640 | 1597320 | 479196 | 375840 | 6156 | 1620 | 7776 | 65772 | 46980 | 2000 | 1500 | 112752 |  |  |  | 5265 | 9396 | 77800.5 | 28350 | 32886 | 14094 | 159732 | 2839755.5 | 3024435.5 | 12% | 3180526.16 | 3387367.76
80 | 164 | 545 | 89.38 | 36023.087 | 13.9% | 3667287.8693 | 580 | 95.12 | 36050.6594 | 13.9% | 3905789.0021 | 1430080 | 1617040 | 485112 | 380480 | 6232 | 1640 | 7872 | 66584 | 47560 | 2000 | 1500 | 114144 |  |  |  | 5330 | 9512 | 78761 | 28700 | 33292 | 14268 | 161704 | 2874771 | 3061731 | 12% | 3219743.52 | 3429138.72
81 | 166 | 545 | 90.47 | 36022.5586 | 13.9% | 3711956.4423 | 580 | 96.28 | 36050.1629 | 13.9% | 3953366.1255 | 1447520 | 1636760 | 491028 | 385120 | 6308 | 1660 | 7968 | 67396 | 48140 | 2000 | 1500 | 115536 |  |  |  | 5395 | 9628 | 79721.5 | 29050 | 33698 | 14442 | 163676 | 2909786.5 | 3099026.5 | 12% | 3258960.88 | 3470909.68
82 | 168 | 545 | 91.56 | 36022.0428 | 13.9% | 3756625.0154 | 580 | 97.44 | 36049.6782 | 13.9% | 4000943.249 | 1464960 | 1656480 | 496944 | 389760 | 6384 | 1680 | 8064 | 68208 | 48720 | 2000 | 1500 | 116928 |  |  |  | 5460 | 9744 | 80682 | 29400 | 34104 | 14616 | 165648 | 2944802 | 3136322 | 12% | 3298178.24 | 3512680.64
83 | 170 | 545 | 92.65 | 36021.5391 | 13.9% | 3801293.5884 | 580 | 98.6 | 36049.2049 | 13.9% | 4048520.3724 | 1482400 | 1676200 | 502860 | 394400 | 6460 | 1700 | 8160 | 69020 | 49300 | 2000 | 1500 | 118320 |  |  |  | 5525 | 9860 | 81642.5 | 29750 | 34510 | 14790 | 167620 | 2979817.5 | 3173617.5 | 12% | 3337395.6 | 3554451.6
84 | 172 | 545 | 93.74 | 36021.0472 | 13.9% | 3845962.1614 | 580 | 99.76 | 36048.7426 | 13.9% | 4096097.4958 | 1499840 | 1695920 | 508776 | 399040 | 6536 | 1720 | 8256 | 69832 | 49880 | 2000 | 1500 | 119712 |  |  |  | 5590 | 9976 | 82603 | 30100 | 34916 | 14964 | 169592 | 3014833 | 3210913 | 12% | 3376612.96 | 3596222.56
85 | 174 | 545 | 94.83 | 36020.5665 | 13.9% | 3890630.7345 | 580 | 100.92 | 36048.2909 | 13.9% | 4143674.6193 | 1517280 | 1715640 | 514692 | 403680 | 6612 | 1740 | 8352 | 70644 | 50460 | 2000 | 1500 | 121104 |  |  |  | 5655 | 10092 | 83563.5 | 30450 | 35322 | 15138 | 171564 | 3049848.5 | 3248208.5 | 12% | 3415830.32 | 3637993.52
86 | 176 | 545 | 95.92 | 36020.0967 | 13.9% | 3935299.3075 | 580 | 102.08 | 36047.8495 | 13.9% | 4191251.7427 | 1534720 | 1735360 | 520608 | 408320 | 6688 | 1760 | 8448 | 71456 | 51040 | 2000 | 1500 | 122496 |  |  |  | 5720 | 10208 | 84524 | 30800 | 35728 | 15312 | 173536 | 3084864 | 3285504 | 12% | 3455047.68 | 3679764.48
87 | 178 | 545 | 97.01 | 36019.6376 | 13.9% | 3979967.8806 | 580 | 103.24 | 36047.4181 | 13.9% | 4238828.8662 | 1552160 | 1755080 | 526524 | 412960 | 6764 | 1780 | 8544 | 72268 | 51620 | 2000 | 1500 | 123888 |  |  |  | 5785 | 10324 | 85484.5 | 31150 | 36134 | 15486 | 175508 | 3119879.5 | 3322799.5 | 12% | 3494265.04 | 3721535.44
88 | 180 | 545 | 98.1 | 36019.1886 | 13.9% | 4024636.4536 | 580 | 104.4 | 36046.9962 | 13.9% | 4286405.9896 | 1569600 | 1774800 | 532440 | 417600 | 6840 | 1800 | 8640 | 73080 | 52200 | 2000 | 1500 | 125280 |  |  |  | 5850 | 10440 | 86445 | 31500 | 36540 | 15660 | 177480 | 3154895 | 3360095 | 12% | 3533482.4 | 3763306.4
89 | 182 | 545 | 99.19 | 36018.7495 | 13.9% | 4069305.0266 | 580 | 105.56 | 36046.5836 | 13.9% | 4333983.113 | 1587040 | 1794520 | 538356 | 422240 | 6916 | 1820 | 8736 | 73892 | 52780 | 2000 | 1500 | 126672 |  |  |  | 5915 | 10556 | 87405.5 | 31850 | 36946 | 15834 | 179452 | 3189910.5 | 3397390.5 | 12% | 3572699.76 | 3805077.36
90 | 184 | 545 | 100.28 | 36018.3199 | 13.9% | 4113973.5997 | 580 | 106.72 | 36046.1799 | 13.9% | 4381560.2365 | 1604480 | 1814240 | 544272 | 426880 | 6992 | 1840 | 8832 | 74704 | 53360 | 2000 | 1500 | 128064 |  |  |  | 5980 | 10672 | 88366 | 32200 | 37352 | 16008 | 181424 | 3224926 | 3434686 | 12% | 3611917.12 | 3846848.32

## Sheet1
Here's a detailed and professional "Industrial HT Consumer Solar Quotation Format" tailored specifically for High Tension (HT) consumers, such as large industries, factories, or commercial units in India. This format is designed for EPC contractors offering grid-connected solar power systems, especially for capacities above 100 kW.
🔷 INDUSTRIAL HT CONSUMER SOLAR QUOTATION FORMAT
|  |  |  | Module | VIKRAM |  |  | 14.9 | 540 | 101
📌 1. Cover Page |  |  |  | inverter | Sungrow |  |  |  | 540 | 112 | 60480
Company Name & Logo |  |  |  |  | 200560
[12 empty] | KW | Rate | Avg
Client Name / Company Name |  |  | Sr No | ITEM NAME | Count | Amount | UNIT | Total | GST% | GST | NET AMOUNT | 125 kw | 285000 | 2.28
|  |  | 1 | SOLAR MODULE | 305830 | 15.1 | RS/WATT | 4618033 | 12% | 554163.96 | 5172196.96 | 100 kw | 267000 | 2.67
Quotation Title: "Proposal for Grid-Connected Solar PV System – HT Consumer" |  | 20300 | 2 | INVERTER | 305830 | 2.67 | RS/WATT | 816566.1 | 12% | 97987.932 | 914554.032 | 75 kw | 223000 | 2.9733
|  | 9900 | 3 | MODULE MOUNTING STRUCTURE | 7500 | 75 | Rs/Kw | 562500 | 18% | 101250 | 663750
Quotation Reference No. | [5 empty] | 76 | RS/KG | 0 | 18% | 0 | 0
|  |  | 5 | BASE PLATE | 250 | 60 | RS/NOS | 15000 | 18% | 2700 | 17700
Date of Issue |  |  | 6 | J BOULT | 1000 | 10 | RS/NOS | 10000 | 18% | 1800 | 11800
|  |  | 7 | ANCORE FASTNER | 2107.4 | 15 | RS/NOS | 31611 | 18% | 5689.98 | 37300.98
Prepared by |  |  | 8 | ACDB | 305830 | 0.8 | RS/WATT | 244664 | 18% | 44039.52 | 288703.52
|  |  | 9 | DCDB | 305830 | 0.3 | RS/WATT | 91749 | 18% | 16514.82 | 108263.82
Prepared for |  |  | 10 | LIGHTNING ARRESTOR | 1 | 26500 | RS/NOS | 26500 | 18% | 4770 | 31270
EARTHING ROAD
|  |  | 11 | DC CABLE | 50 | 427 | RS/MTR | 21350 | 18% | 3843 | 25193
Valid Till Date |  |  | 12 | AC CABLE | 20 | 1010 | RS/MTR | 20200 | 18% | 3636 | 23836
|  |  | 13 | AC CABLE- 2 | 750 | 42 | RS/MTR | 31500 | 18% | 5670 | 37170
|  |  | 14 | EARTHING CABLE / STRIP | 100 | 80 | RS/MTR | 8000 | 18% | 1440 | 9440
|  |  | 15 | LA CABLE / STRIP | 50 | 40 | RS/MTR | 2000 | 18% | 360 | 2360
📌 2. Index |  |  | 16 | CABLE TRAY | 200 | 60 | RS/NOS | 12000 | 18% | 2160 | 14160
|  |  | 17 | CONDUITE | 200 | 280 | RS/MTR | 56000 | 18% | 10080 | 66080
WALK WAY
1. Executive Summary |  |  | 18 | MC4 CONNECTOR | 120 | 24 | RS/NOS | 2880 | 18% | 518.4 | 3398.4
|  |  | 19 | ISOLATION | 8 | 3700 | RS/NOS | 29600 | 18% | 5328 | 34928
2. Site Details |  |  | 20 | FOUNDATION BLOCK | 1 | 1000 | RS/NOS | 1000 | 18% | 180 | 1180
|  |  | 21 | OTHER MISS. ITEM | 30 | 100 | - | 3000 | 18% | 540 | 3540
3. Technical Proposal |  |  | 22 | Transport | 2 | 2000 |  | 4000 | 18% | 720 | 4720
|  |  | 23 | Installation Charges | 305.83 | 1700 |  | 519911 | 18% | 93583.98 | 613494.98
4. Financial Proposal |  |  | 24 | IFP CHARGES | 10 | 350 | RS/NOS | 3500 | 18% | 630 | 4130
|  |  | 25 | EARTHING BOARING CHARGES | 350 | 400 | rs/mtr | 140000 | 18% | 25200 | 165200
5. Net Metering & DISCOM Charges |  |  | 26 |  | 8 | 4500 | rs/nOs | 36000 | 0% | 0 | 36000
|  |  | 27 |  | 305.83 | 400 | RS/KW | 122332 | 0% | 0 | 122332
6. Commercial Terms & Conditions |  |  | 28 |  | 0 | 29500 |  | 0 |  | 0 | 0
|  |  | 29 |  | 0 | 15300 |  | 0 |  | 0 | 0
7. Warranty & AMC Details |  |  | 30 | Commissioning Charges | 8412701.692 | 15% | 1261905.2538 | 9674606.9458 | 5% | 63095.2627 | 9737702.2085
[8 empty] | 31633.937 |  |  | 31840.2453
8. Project Timeline
9. Required Approvals & Documentation
10. Bank Details
11. Annexures (Layouts, Datasheets, Certificates)
📌 3. Executive Summary
System Size (kW or MW)
Estimated Energy Generation (per year)
Expected Savings
Payback Period
CO₂ Emissions Saved
Summary of Cost
📌 4. Site Details
Client Address
Type of Premises (Industrial HT Consumer)
DISCOM Name
Sanctioned Load
Contract Demand
HT Meter Details (33kV/11kV etc.)
📌 5. Technical Proposal
Proposed Capacity (kWp)
Module Brand, Technology & Warranty
Inverter Make, Rating & Warranty
Mounting Structure (Type, Material)
SCADA / Remote Monitoring System
LT/HT Panel Specifications
Earthing & Lightning Protection
Civil Works Details
📌 6. Financial Proposal
Description | Details
System Capacity (kW)
Price per kW (₹)
Total System Cost (₹)
GST % & Amount (₹)
Gross Total (₹)
Subsidy (if applicable)
Net Payable Amount (₹)
📌 7. Net Metering & DISCOM Charges
Approximate Application & Processing Charges
Feasibility Report Charges
HT Meter CT/PT Replacement (if applicable)
Net Metering Cost Estimates
DISCOM Approval Support Included: Yes/No
📌 8. Commercial Terms & Conditions
Term | Details
Delivery Time | e.g., 10–12 weeks from PO
Payment Terms | e.g., 30% Advance, 60% on Delivery, 10% on Commissioning
Validity of Quotation | e.g., 30 Days
Installation & Commissioning | Included / Excluded
Insurance During Project | Included / By Client
Performance Guarantee | e.g., 80% PR for 25 years
AMC After Warranty | Optional – ₹/Year
📌 9. Warranty & AMC
Module Warranty: 25 Years (Performance)
Inverter Warranty: 5–10 Years
Workmanship Warranty: 1 Year
Optional AMC Plans with Pricing
📌 10. Project Timeline
Milestone | Duration
Engineering & Design | 1 Week
Procurement | 3–4 Weeks
Installation & Testing | 2–3 Weeks
Net Metering & Synchronization | 2–4 Weeks
📌 11. Required Approvals & Documentation
CEIG Approval (if >10kW or HT)
Net Metering Approval
Single Line Diagram (SLD)
Load Flow Study Report
Safety Certificate
Work Completion Certificate
📌 12. Bank Details
(For Advance Payment)
Bank Name
Account Name
Account Number
IFSC Code
Branch
📌 13. Annexures
System Layout Diagram
Electrical SLD
Product Datasheets (Modules, Inverters, etc.)
Certificates (MNRE, BIS, IEC)
Past Project References
Would you like a downloadable Word or Excel template for this format? Or a customized quotation PDF with your company details and logo?

## Sheet2
181260
| 202760 | TOTAL | 19000
26000 | 155000 |  | 7000
| 47760 | 21760 | 207260
155000
26000
26260